## Cover
| Dataset information |  |  | Dataset format information
|  | Column name | Dataset entries
1 | Identification | dataset_id | auto | IEDC data file
2 |  | dataset_name | 3_MC_Electricity_CIRCOMOD_D4.2_2025
3 |  | dataset_version | v1.0 | Format_Version | IEDC_V1
4 | Grouping | datagroup_id | CIRCOMOD_D4.2 | Dataset_Unit | LIST
5 |  | data_category | 3 | Dataset_Uncertainty | LIST
6 |  | data_type | Material composition | Dataset_Comment | LIST
7 |  | data_layer | Misc. physical units | Dataset_RecordType | LIST | No_Rows | 2989
8 | System location: What elements and objects in the system are described? | process_scope | use phase | Aspects_classifications | Aspects_Attribute_No | DATA | DATA_Info
9 |  | process_resolution | 1 end use sector | end-use sector | 1 | value
10 |  | product_scope | electricity generation technologies | material | 1 | unit nominator
11 |  | product_resolution | around 20 technologies | component | 1 | unit denominator
12 |  | material_scope | engineering materials | age-cohort | 1 | stats_array string
13 |  | material_resolution | project-wide material | region | 1 | comment
14 |  | regional_scope | global | engineering_material | 1
15 |  | regional_resolution | country average | strategy | 1
16 |  | temporal_scope | 2010-2050 | layer | 1
17 |  | temporal_resolution | product specific
18 | Description | description | Material content of electricity generation technologies
19 |  | keywords | material; material content;
20 |  | data_provenance | Official data from government institution; Result of academic MFA work
21 |  | dataset_size | [filled in later]
22 |  | comment | Misc.
23 | System location: Dataset aspects and semantics. For aspects: [Aspect;symbol;classification]. Mandatory aspects in gray shading. | aspect_1 | end-use sector
24 |  | aspect_1_classification | 6
25 |  | aspect_2 | material
26 |  | aspect_2_classification | 83
27 |  | aspect_3 | component
28 |  | aspect_3_classification | 90
29 |  | aspect_4 | age-cohort
30 |  | aspect_4_classification | 14
31 |  | aspect_5 | region
32 |  | aspect_5_classification | 2
33 |  | aspect_6 | engineering_material
34 |  | aspect_6_classification | 4
35 |  | aspect_7 | strategy
36 |  | aspect_7_classification | 86
37 |  | aspect_8 | layer
38 |  | aspect_8_classification | 20
39 |  | aspect_9 | none
40 |  | aspect_9_classification | none
41 |  | aspect_10 | none
42 |  | aspect_10_classification | none
43 |  | aspect_11 | none
44 |  | aspect_11_classification | none
45 |  | aspect_12 | none
46 |  | aspect_12_classification | none
47 |  | tupel_notation | Misc.
48 |  | semantic_string_example | [Layer] of [eng. Material] in [product_type] in [sector] in [year of producing] in [region] for [CE measure] is [value].
49 |  | semantic_string_general | [Layer (e.g., mass per area)] of [eng. Material (e.g., concrete)] in [product_type (e.g., multi-family house, concrete frame, reference building)] in [sector (e.g., building)] in [year of producing (e.g., 2040)] in [region (e.g., sweden)] for [CE measure (e.g., LD-lightweight design)] is [value].
50 | Data access and licence | type_of_source | Proprietary report or research article
51 |  | project_license | miscellaneous licenses, see the comments in the dataset
52 |  | main_author | Misc.
53 |  | dataset_link | Misc.
54 |  | dataset_format | Misc.
55 |  | project_report | Misc., see [ref] sheet of data template
56 |  | suggested_citation | Misc., see [ref] sheet of data template
57 |  | visible | 1
58 | Data submission, review, and conversion info | access_date | Misc., see [ref] sheet of data template
59 |  | submission_date | [filled in later]
60 |  | submitting_user | CIRCOMOD team via Meng Jiang
61 |  | dataset_conversion_info | Numbers manually copied from original sources to Excel spreadsheet
62 |  | review_date
63 |  | review_user
64 |  | review_comment
65 | Reserve | reserve1
66 |  | reserve2
67 |  | reserve3
68 |  | reserve4
69 |  | reserve5

## Data
end-use sector | material | component | age-cohort | region | engineering_material | strategy | layer | value | unit nominator | unit denominator | stats_array string | comment | uncertainy info | Data source | link to log entry
use phase - electricity infrastructure | Generation - Hydro (run-of-river) | entire device | n.a. | Global | steel | none | mass | 45 | g | W | none | input data based on multiple sources | 13; 0.44*value; 1.56*value | see log entry | [kalt2021]_material_intensity
use phase - electricity infrastructure | Generation - Hydro (run-of-river) | entire device | n.a. | Global | concrete | none | mass | 5250 | g | W | none | input data based on multiple sources | 13; 0.48*value; 1.52*value | see log entry | [kalt2021]_material_intensity
use phase - electricity infrastructure | Generation - Hydro (run-of-river) | entire device | n.a. | Global | copper | none | mass | 3.7 | g | W | none | input data based on multiple sources | 13; 0.14*value; 1.86*value | see log entry | [kalt2021]_material_intensity
use phase - electricity infrastructure | Generation - Hydro (run-of-river) | entire device | n.a. | Global | aluminium | none | mass | 0.6 | g | W | none | input data based on multiple sources | 13; 0.5*value; 1.5*value | see log entry | [kalt2021]_material_intensity
use phase - electricity infrastructure | Generation - Hydro (storage) | entire device | n.a. | Global | steel | none | mass | 25 | g | W | none | input data based on multiple sources | 13; 0.44*value; 1.56*value | see log entry | [kalt2021]_material_intensity
use phase - electricity infrastructure | Generation - Hydro (storage) | entire device | n.a. | Global | concrete | none | mass | 2750 | g | W | none | input data based on multiple sources | 13; 0.48*value; 1.52*value | see log entry | [kalt2021]_material_intensity
use phase - electricity infrastructure | Generation - Hydro (storage) | entire device | n.a. | Global | copper | none | mass | 3.2 | g | W | none | input data based on multiple sources | 13; 0.14*value; 1.86*value | see log entry | [kalt2021]_material_intensity
use phase - electricity infrastructure | Generation - Hydro (storage) | entire device | n.a. | Global | aluminium | none | mass | 0.3 | g | W | none | input data based on multiple sources | 13; 0.5*value; 1.5*value | see log entry | [kalt2021]_material_intensity
use phase - electricity infrastructure | Generation - Geothermal | entire device | n.a. | Global | steel | none | mass | 108 | g | W | none | input data based on multiple sources | 13; 1.86*value; 0.14*value | see log entry | [kalt2021]_material_intensity
use phase - electricity infrastructure | Generation - Geothermal | entire device | n.a. | Global | concrete | none | mass | 120 | g | W | none | input data based on multiple sources |  | see log entry | [kalt2021]_material_intensity
use phase - electricity infrastructure | Generation - Geothermal | entire device | n.a. | Global | copper | none | mass | 1.7 | g | W | none | input data based on multiple sources | 13; 0.59*value; 1.41*value | see log entry | [kalt2021]_material_intensity
use phase - electricity infrastructure | Generation - Geothermal | entire device | n.a. | Global | aluminium | none | mass | 5.3 | g | W | none | input data based on multiple sources | 13; 0.72*value; 1.28*value | see log entry | [kalt2021]_material_intensity
use phase - electricity infrastructure | Generation - Wind Onshore | entire device | n.a. | Global | steel | none | mass | 142 | g | W | none | input data based on multiple sources | 13; 1.3*value; 0.7*value | see log entry | [kalt2021]_material_intensity
use phase - electricity infrastructure | Generation - Wind Onshore | entire device | n.a. | Global | concrete | none | mass | 502 | g | W | none | input data based on multiple sources | 13; 0.51*value; 1.49*value | see log entry | [kalt2021]_material_intensity
use phase - electricity infrastructure | Generation - Wind Onshore | entire device | n.a. | Global | copper | none | mass | 3.6 | g | W | none | input data based on multiple sources | 13; 0.36*value; 1.64*value | see log entry | [kalt2021]_material_intensity
use phase - electricity infrastructure | Generation - Wind Onshore | entire device | n.a. | Global | aluminium | none | mass | 2.7 | g | W | none | input data based on multiple sources | 13; 0.3*value; 1.7*value | see log entry | [kalt2021]_material_intensity
use phase - electricity infrastructure | Generation - Wind Offshore | entire device | n.a. | Global | steel | none | mass | 400 | g | W | none | input data based on multiple sources | 13; 0.63*value; 1.38*value | see log entry | [kalt2021]_material_intensity
use phase - electricity infrastructure | Generation - Wind Offshore | entire device | n.a. | Global | concrete | none | mass | 791 | g | W | none | input data based on multiple sources | 13; 0*value; 2*value | see log entry | [kalt2021]_material_intensity
use phase - electricity infrastructure | Generation - Wind Offshore | entire device | n.a. | Global | copper | none | mass | 6.8 | g | W | none | input data based on multiple sources | 13; 0.21*value; 1.79*value | see log entry | [kalt2021]_material_intensity
use phase - electricity infrastructure | Generation - Wind Offshore | entire device | n.a. | Global | aluminium | none | mass | 2.7 | g | W | none | input data based on multiple sources | 13; 0.3*value; 1.7*value | see log entry | [kalt2021]_material_intensity
use phase - electricity infrastructure | Generation - PV (rooftop) | entire device | n.a. | Global | steel | none | mass | 29 | g | W | none | input data based on multiple sources | 13; 0.28*value; 1.72*value | see log entry | [kalt2021]_material_intensity
use phase - electricity infrastructure | Generation - PV (rooftop) | entire device | n.a. | Global | concrete | none | mass | 0 | g | W | none | input data based on multiple sources |  | see log entry | [kalt2021]_material_intensity
use phase - electricity infrastructure | Generation - PV (rooftop) | entire device | n.a. | Global | copper | none | mass | 3.2 | g | W | none | input data based on multiple sources | 13; 0.31*value; 1.69*value | see log entry | [kalt2021]_material_intensity
use phase - electricity infrastructure | Generation - PV (rooftop) | entire device | n.a. | Global | aluminium | none | mass | 31.5 | g | W | none | input data based on multiple sources | 13; 0.41*value; 1.59*value | see log entry | [kalt2021]_material_intensity
use phase - electricity infrastructure | Generation - PV (ground-mntd.) | entire device | n.a. | Global | steel | none | mass | 111 | g | W | none | input data based on multiple sources | 13; 1.59*value; 0.41*value | see log entry | [kalt2021]_material_intensity
use phase - electricity infrastructure | Generation - PV (ground-mntd.) | entire device | n.a. | Global | concrete | none | mass | 383 | g | W | none | input data based on multiple sources | 13; 0.21*value; 1.79*value | see log entry | [kalt2021]_material_intensity
use phase - electricity infrastructure | Generation - PV (ground-mntd.) | entire device | n.a. | Global | copper | none | mass | 3.2 | g | W | none | input data based on multiple sources | 13; 0.31*value; 1.69*value | see log entry | [kalt2021]_material_intensity
use phase - electricity infrastructure | Generation - PV (ground-mntd.) | entire device | n.a. | Global | aluminium | none | mass | 31.5 | g | W | none | input data based on multiple sources | 13; 0.41*value; 1.59*value | see log entry | [kalt2021]_material_intensity
use phase - electricity infrastructure | Generation - CSP | entire device | n.a. | Global | steel | none | mass | 510 | g | W | none | input data based on multiple sources | 13; 0.33*value; 1.67*value | see log entry | [kalt2021]_material_intensity
use phase - electricity infrastructure | Generation - CSP | entire device | n.a. | Global | concrete | none | mass | 465 | g | W | none | input data based on multiple sources | 13; 0.22*value; 1.78*value | see log entry | [kalt2021]_material_intensity
use phase - electricity infrastructure | Generation - CSP | entire device | n.a. | Global | copper | none | mass | 3.9 | g | W | none | input data based on multiple sources | 13; 0.21*value; 1.79*value | see log entry | [kalt2021]_material_intensity
use phase - electricity infrastructure | Generation - CSP | entire device | n.a. | Global | aluminium | none | mass | 13.3 | g | W | none | input data based on multiple sources | 13; 0.2*value; 1.8*value | see log entry | [kalt2021]_material_intensity
use phase - electricity infrastructure | Generation - Bioenergy | entire device | n.a. | Global | steel | none | mass | 198 | g | W | none | input data based on multiple sources | 13; 0.35*value; 1.65*value | see log entry | [kalt2021]_material_intensity
use phase - electricity infrastructure | Generation - Bioenergy | entire device | n.a. | Global | concrete | none | mass | 540 | g | W | none | input data based on multiple sources | 13; 0.7*value; 1.3*value | see log entry | [kalt2021]_material_intensity
use phase - electricity infrastructure | Generation - Bioenergy | entire device | n.a. | Global | copper | none | mass | 2.5 | g | W | none | input data based on multiple sources |  | see log entry | [kalt2021]_material_intensity
use phase - electricity infrastructure | Generation - Bioenergy | entire device | n.a. | Global | aluminium | none | mass | 2.3 | g | W | none | input data based on multiple sources | 13; 0.43*value; 1.57*value | see log entry | [kalt2021]_material_intensity
use phase - electricity infrastructure | Generation - Coal | entire device | n.a. | Global | steel | none | mass | 65 | g | W | none | input data based on multiple sources | 13; 0.46*value; 1.54*value | see log entry | [kalt2021]_material_intensity
use phase - electricity infrastructure | Generation - Coal | entire device | n.a. | Global | concrete | none | mass | 275 | g | W | none | input data based on multiple sources | 13; 0.36*value; 1.64*value | see log entry | [kalt2021]_material_intensity
use phase - electricity infrastructure | Generation - Coal | entire device | n.a. | Global | copper | none | mass | 2 | g | W | none | input data based on multiple sources | 13; -0.5*value; 2.5*value | see log entry | [kalt2021]_material_intensity
use phase - electricity infrastructure | Generation - Coal | entire device | n.a. | Global | aluminium | none | mass | 1.6 | g | W | none | input data based on multiple sources | 13; 0.13*value; 1.88*value | see log entry | [kalt2021]_material_intensity
use phase - electricity infrastructure | Generation - Gas | entire device | n.a. | Global | steel | none | mass | 30 | g | W | none | input data based on multiple sources | 13; 0.33*value; 1.67*value | see log entry | [kalt2021]_material_intensity
use phase - electricity infrastructure | Generation - Gas | entire device | n.a. | Global | concrete | none | mass | 60 | g | W | none | input data based on multiple sources | 13; 0.75*value; 1.25*value | see log entry | [kalt2021]_material_intensity
use phase - electricity infrastructure | Generation - Gas | entire device | n.a. | Global | copper | none | mass | 1.1 | g | W | none | input data based on multiple sources | 13; 0.55*value; 1.45*value | see log entry | [kalt2021]_material_intensity
use phase - electricity infrastructure | Generation - Gas | entire device | n.a. | Global | aluminium | none | mass | 0.9 | g | W | none | input data based on multiple sources | 13; 0.11*value; 1.89*value | see log entry | [kalt2021]_material_intensity
use phase - electricity infrastructure | Generation - Oil | entire device | n.a. | Global | steel | none | mass | 33 | g | W | none | input data based on multiple sources | 13; 0.45*value; 1.55*value | see log entry | [kalt2021]_material_intensity
use phase - electricity infrastructure | Generation - Oil | entire device | n.a. | Global | concrete | none | mass | 63 | g | W | none | input data based on multiple sources | 13; 0.79*value; 1.21*value | see log entry | [kalt2021]_material_intensity
use phase - electricity infrastructure | Generation - Oil | entire device | n.a. | Global | copper | none | mass | 0.9 | g | W | none | input data based on multiple sources | 13; 0.67*value; 1.33*value | see log entry | [kalt2021]_material_intensity
use phase - electricity infrastructure | Generation - Oil | entire device | n.a. | Global | aluminium | none | mass | 1 | g | W | none | input data based on multiple sources | 13; -3*value; 5*value | see log entry | [kalt2021]_material_intensity
use phase - electricity infrastructure | Generation - Nuclear | entire device | n.a. | Global | steel | none | mass | 90 | g | W | none | input data based on multiple sources | 13; 0.78*value; 1.22*value | see log entry | [kalt2021]_material_intensity
use phase - electricity infrastructure | Generation - Nuclear | entire device | n.a. | Global | concrete | none | mass | 650 | g | W | none | input data based on multiple sources | 13; 0.62*value; 1.38*value | see log entry | [kalt2021]_material_intensity
use phase - electricity infrastructure | Generation - Nuclear | entire device | n.a. | Global | copper | none | mass | 8.2 | g | W | none | input data based on multiple sources | 13; 0.17*value; 1.83*value | see log entry | [kalt2021]_material_intensity
use phase - electricity infrastructure | Generation - Nuclear | entire device | n.a. | Global | aluminium | none | mass | 0.6 | g | W | none | input data based on multiple sources | 13; 0.33*value; 1.67*value | see log entry | [kalt2021]_material_intensity
use phase - electricity infrastructure | Transmission - HV lines - underground | entire device | 2012 | Global | concrete | none | mass | 209137.5 | kg | km | none | combined average of a 150 kV & a 400 kV line (includes masts, foundation, conductors, insulators) |  | literature_id: 25 | [lines2024]_material_intensity
use phase - electricity infrastructure | Transmission - HV lines - underground | entire device | 2012 | Global | steel | none | mass | 52266 | kg | km | none | combined average of a 150 kV & a 400 kV line (includes masts, foundation, conductors, insulators) |  | literature_id: 25 | [lines2024]_material_intensity
use phase - electricity infrastructure | Transmission - HV lines - underground | entire device | 2012 | Global | zinc | none | mass | 900 | kg | km | none | combined average of a 150 kV & a 400 kV line (includes masts, foundation, conductors, insulators) |  | literature_id: 25 | [lines2024]_material_intensity
use phase - electricity infrastructure | Transmission - HV lines - underground | entire device | 2012 | Global | glass | none | mass | 1096.5 | kg | km | none | combined average of a 150 kV & a 400 kV line (includes masts, foundation, conductors, insulators) |  | literature_id: 25 | [lines2024]_material_intensity
use phase - electricity infrastructure | Transmission - HV lines - underground | entire device | 2012 | Global | aluminium | none | mass | 12883 | kg | km | none | combined average of a 150 kV & a 400 kV line (includes masts, foundation, conductors, insulators) |  | literature_id: 25 | [lines2024]_material_intensity
use phase - electricity infrastructure | Transmission - HV lines - overhead | entire device | 2012 | Global | copper | none | mass | 11650 | kg | km | none | combined average of a 150 kV & a HVDC underground cable line |  | literature_id: 25 | [lines2024]_material_intensity
use phase - electricity infrastructure | Transmission - HV lines - overhead | entire device | 2012 | Global | asphalt | none | mass | 37850 | kg | km | none | combined average of a 150 kV & a HVDC underground cable line |  | literature_id: 25 | [lines2024]_material_intensity
use phase - electricity infrastructure | Transmission - HV lines - overhead | entire device | 2012 | Global | lead | none | mass | 14050 | kg | km | none | combined average of a 150 kV & a HVDC underground cable line |  | literature_id: 25 | [lines2024]_material_intensity
use phase - electricity infrastructure | Transmission - HV lines - overhead | entire device | 2012 | Global | plastics | none | mass | 2300 | kg | km | none | combined average of a 150 kV & a HVDC underground cable line |  | literature_id: 25 | [lines2024]_material_intensity
use phase - electricity infrastructure | Transmission - MV lines - overhead | entire device | 2010 | Global | steel | none | mass | 802.33 | kg | km | none | combined average of 3 different overhead lines at 11kV |  | literature_id: 26 | [lines2024]_material_intensity
use phase - electricity infrastructure | Transmission - MV lines - overhead | entire device | 2010 | Global | copper | none | mass | 1487.67 | kg | km | none | combined average of 3 different overhead lines at 11kV |  | literature_id: 26 | [lines2024]_material_intensity
use phase - electricity infrastructure | Transmission - MV lines - overhead | entire device | 2010 | Global | plastics | none | mass | 19.33 | kg | km | none | combined average of 3 different overhead lines at 11kV |  | literature_id: 26 | [lines2024]_material_intensity
use phase - electricity infrastructure | Transmission - MV lines - overhead | entire device | 2010 | Global | wood | none | mass | 4111 | kg | km | none | combined average of 3 different overhead lines at 11kV |  | literature_id: 26 | [lines2024]_material_intensity
use phase - electricity infrastructure | Transmission - MV lines - underground | entire device | 2010 | Global | aluminium | none | mass | 1084.5 | kg | km | none | combined average of 2 different underground lines at 11kV |  | literature_id: 26 | [lines2024]_material_intensity
use phase - electricity infrastructure | Transmission - MV lines - underground | entire device | 2010 | Global | copper | none | mass | 961.5 | kg | km | none | combined average of 2 different underground lines at 11kV |  | literature_id: 26 | [lines2024]_material_intensity
use phase - electricity infrastructure | Transmission - MV lines - underground | entire device | 2010 | Global | plastics | none | mass | 1491.5 | kg | km | none | combined average of 2 different underground lines at 11kV |  | literature_id: 26 | [lines2024]_material_intensity
use phase - electricity infrastructure | Transmission - MV lines - underground | entire device | 2014 | Denmark | aluminium | none | mass | 562.67 | kg | km | none | combined average of 2 50 kV lines & a 10 kV line (all underground) |  | literature_id: 27 | [lines2024]_material_intensity
use phase - electricity infrastructure | Transmission - MV lines - underground | entire device | 2014 | Denmark | copper | none | mass | 364.33 | kg | km | none | combined average of 2 50 kV lines & a 10 kV line (all underground) |  | literature_id: 27 | [lines2024]_material_intensity
use phase - electricity infrastructure | Transmission - MV lines - underground | entire device | 2014 | Denmark | plastics | none | mass | 1202.33 | kg | km | none | combined average of 2 50 kV lines & a 10 kV line (all underground) |  | literature_id: 27 | [lines2024]_material_intensity
use phase - electricity infrastructure | Transmission - LV lines - underground | entire device | 2014 | Denmark | aluminium | none | mass | 981 | kg | km | none | 0.4 kV distribution |  | literature_id: 27 | [lines2024]_material_intensity
use phase - electricity infrastructure | Transmission - LV lines - underground | entire device | 2014 | Denmark | plastics | none | mass | 378 | kg | km | none | 0.4 kV distribution |  | literature_id: 27 | [lines2024]_material_intensity
use phase - electricity infrastructure | Transmission - LV lines - overhead | entire device | 2014 | Denmark | steel | none | mass | 177 | kg | km | none | 0.4 kV distribution |  | literature_id: 27 | [lines2024]_material_intensity
use phase - electricity infrastructure | Transmission - LV lines - overhead | entire device | 2014 | Denmark | aluminium | none | mass | 531 | kg | km | none | 0.4 kV distribution |  | literature_id: 27 | [lines2024]_material_intensity
use phase - electricity infrastructure | Transmission - HV lines - overhead | entire device | 2021 | Global | steel | none | mass | 30750 | kg | km | none | combined average of 3 overhead line types (between 110 & 750 kV) |  | literature_id: 28 | [lines2024]_material_intensity
use phase - electricity infrastructure | Transmission - HV lines - overhead | entire device | 2021 | Global | concrete | none | mass | 135333.33 | kg | km | none | combined average of 3 overhead line types (between 110 & 750 kV) |  | literature_id: 28 | [lines2024]_material_intensity
use phase - electricity infrastructure | Transmission - HV lines - overhead | entire device | 2021 | Global | aluminium | none | mass | 26666.67 | kg | km | none | combined average of 3 overhead line types (between 110 & 750 kV) |  | literature_id: 28 | [lines2024]_material_intensity
use phase - electricity infrastructure | Transmission - HV lines - overhead | entire device | 2021 | Global | copper | none | mass | 0.08 | kg | km | none | combined average of 3 overhead line types (between 110 & 750 kV) |  | literature_id: 28 | [lines2024]_material_intensity
use phase - electricity infrastructure | Transmission - MV lines - overhead | entire device | 2021 | Global | steel | none | mass | 11025 | kg | km | none | overhead line (<100-110 kV) |  | literature_id: 28 | [lines2024]_material_intensity
use phase - electricity infrastructure | Transmission - MV lines - overhead | entire device | 2021 | Global | concrete | none | mass | 26000 | kg | km | none | overhead line (<100-110 kV) |  | literature_id: 28 | [lines2024]_material_intensity
use phase - electricity infrastructure | Transmission - MV lines - overhead | entire device | 2021 | Global | aluminium | none | mass | 3000 | kg | km | none | overhead line (<100-110 kV) |  | literature_id: 28 | [lines2024]_material_intensity
use phase - electricity infrastructure | Transmission - MV lines - overhead | entire device | 2021 | Global | copper | none | mass | 0.08 | kg | km | none | overhead line (<100-110 kV) |  | literature_id: 28 | [lines2024]_material_intensity
use phase - electricity infrastructure | Transmission - LV lines - overhead | entire device | 2021 | Global | copper | none | mass | 2000 | kg | km | none | < 1 kV line, overhead |  | literature_id: 28 | [lines2024]_material_intensity
use phase - electricity infrastructure | Transmission - HV lines - underground | entire device | 2021 | Global | aluminium | none | mass | 8633.33 | kg | km | none | combined average of 3 overhead line types (between 110 & 750 kV) |  | literature_id: 28 | [lines2024]_material_intensity
use phase - electricity infrastructure | Transmission - HV lines - underground | entire device | 2021 | Global | copper | none | mass | 18466.67 | kg | km | none | combined average of 3 overhead line types (between 110 & 750 kV) |  | literature_id: 28 | [lines2024]_material_intensity
use phase - electricity infrastructure | Transmission - MV lines - underground | entire device | 2021 | Global | aluminium | none | mass | 3150 | kg | km | none | overhead line (<100-110 kV) |  | literature_id: 28 | [lines2024]_material_intensity
use phase - electricity infrastructure | Transmission - MV lines - underground | entire device | 2021 | Global | copper | none | mass | 5950 | kg | km | none | overhead line (<100-110 kV) |  | literature_id: 28 | [lines2024]_material_intensity
use phase - electricity infrastructure | Transmission - LV lines - overhead | entire device | 2021 | Global | copper | none | mass | 2000 | kg | km | none | < 1 kV line, overhead |  | literature_id: 28 | [lines2024]_material_intensity
use phase - electricity infrastructure | Transmission - HV lines - overhead | entire device | 2022 | Netherlands | aluminium | none | mass | 9480 | kg | km | none | includes towers (assumed 3.06 towers per km, own assumptions) and an assumption of 12 parallel HV cables for each km of circuit based on personal communication with the authors (19-08-2022) |  | literature_id: 29 | [lines2024]_material_intensity
use phase - electricity infrastructure | Transmission - HV lines - overhead | entire device | 2022 | Netherlands | steel | none | mass | 38118 | kg | km | none | includes towers (assumed 3.06 towers per km, own assumptions) and an assumption of 12 parallel HV cables for each km of circuit based on personal communication with the authors (19-08-2022) |  | literature_id: 29 | [lines2024]_material_intensity
use phase - electricity infrastructure | Transmission - HV lines - underground | entire device | 2022 | Netherlands | copper | none | mass | 6050 | kg | km | none |  |  | literature_id: 29 | [lines2024]_material_intensity
use phase - electricity infrastructure | Transmission - MV lines - underground | entire device | 2022 | Netherlands | aluminium | none | mass | 1701.9 | kg | km | none |  |  | literature_id: 29 | [lines2024]_material_intensity
use phase - electricity infrastructure | Transmission - MV lines - underground | entire device | 2022 | Netherlands | copper | none | mass | 75.6 | kg | km | none |  |  | literature_id: 29 | [lines2024]_material_intensity
use phase - electricity infrastructure | Transmission - LV lines - underground | entire device | 2022 | Netherlands | aluminium | none | mass | 383.6 | kg | km | none |  |  | literature_id: 29 | [lines2024]_material_intensity
use phase - electricity infrastructure | Transmission - LV lines - underground | entire device | 2022 | Netherlands | copper | none | mass | 864 | kg | km | none |  |  | literature_id: 29 | [lines2024]_material_intensity
use phase - electricity infrastructure | Generation - Wind Onshore | entire device | n.a. | Global | cement | none | mass | 53611.5 | t | GW | none | This cement is related with the concrete reported | 13;0,03*value;0,13*value | literature_id: 30 | [wang2023]_material_intensity
use phase - electricity infrastructure | Generation - Wind Onshore | entire device | n.a. | Global | steel | none | mass | 123948 | t | GW | none |  | 13;0,31*value;0,59*value | literature_id: 30 | [wang2023]_material_intensity
use phase - electricity infrastructure | Generation - Wind Onshore | entire device | n.a. | Global | copper | none | mass | 3445.6364 | t | GW | none |  | 13;34,97*value;37,87*value | literature_id: 30 | [wang2023]_material_intensity
use phase - electricity infrastructure | Generation - Wind Onshore | entire device | n.a. | Global | aluminium | none | mass | 7726.6667 | t | GW | none |  | 13;0,63*value;1,71*value | literature_id: 30 | [wang2023]_material_intensity
use phase - electricity infrastructure | Generation - Wind Onshore | entire device | n.a. | Global | fiberglass | none | mass | 7912 | t | GW | none |  | 13;0,21*value;0,85*value | literature_id: 30 | [wang2023]_material_intensity
use phase - electricity infrastructure | Generation - Wind Offshore | entire device | n.a. | Global | fiberglass | none | mass | 7792.2 | t | GW | none | Average from 2 to 5 MW | 13;18,94*value;117,71*value | literature_id: 30 | [wang2023]_material_intensity
use phase - electricity infrastructure | Generation - Wind Offshore | entire device | n.a. | Global | steel | none | mass | 518313.6 | t | GW | none | Average from 2 to 5 MW | 13;0*value;0*value | literature_id: 30 | [wang2023]_material_intensity
use phase - electricity infrastructure | Generation - Wind Offshore | entire device | n.a. | Global | copper | none | mass | 6229.1429 | t | GW | none | Average from 2 to 5 MW | 13;0,26*value;1,61*value | literature_id: 30 | [wang2023]_material_intensity
use phase - electricity infrastructure | Generation - Wind Offshore | entire device | n.a. | Global | aluminium | none | mass | 1098.4 | t | GW | none | Average from 2 to 5 MW | 13;0,13*value;0,2*value | literature_id: 30 | [wang2023]_material_intensity
use phase - electricity infrastructure | Generation - Wind Offshore | entire device | n.a. | Global | cement | none | mass | 181 | t | GW | none | Average from 2 to 5 MW | 13;815,34*value;5067,54*value | literature_id: 30 | [wang2023]_material_intensity
use phase - electricity infrastructure | Generation - PV | entire device | n.a. | Global | steel | none | mass | 61633.3333 | t | GW | none | c-Si | 13;0,08*value;0,12*value | literature_id: 30 | [wang2023]_material_intensity
use phase - electricity infrastructure | Generation - PV | entire device | n.a. | Global | glass | none | mass | 60025 | t | GW | none | c-Si | 13;0,08*value;0,18*value | literature_id: 30 | [wang2023]_material_intensity
use phase - electricity infrastructure | Generation - PV | entire device | n.a. | Global | aluminium | none | mass | 21250 | t | GW | none | c-Si | 13;2,63*value;3,44*value | literature_id: 30 | [wang2023]_material_intensity
use phase - electricity infrastructure | Generation - PV | entire device | n.a. | Global | copper | none | mass | 6607.5 | t | GW | none | c-Si | 13;1,29*value;5,83*value | literature_id: 30 | [wang2023]_material_intensity
use phase - electricity infrastructure | Generation - PV | entire device | n.a. | Global | silicon | none | mass | 3376.125 | t | GW | none | c-Si | 13;1,45*value;2,23*value | literature_id: 30 | [wang2023]_material_intensity
use phase - electricity infrastructure | Generation - CSP | entire device | n.a. | Global | silver | none | mass | 14.5 | t | GW | none | CSP trough | 13;16551,72*value;27586,21*value | literature_id: 30 | [wang2023]_material_intensity
use phase - electricity infrastructure | Generation - CSP | entire device | n.a. | Global | aluminium | none | mass | 5500 | t | GW | none | CSP trough | 13;0*value;2*value | literature_id: 30 | [wang2023]_material_intensity
use phase - electricity infrastructure | Generation - CSP | entire device | n.a. | Global | cement | none | mass | 161000 | t | GW | none | CSP trough | 13;0,01*value;0,02*value | literature_id: 30 | [wang2023]_material_intensity
use phase - electricity infrastructure | Generation - CSP | entire device | n.a. | Global | copper | none | mass | 2300 | t | GW | none | CSP trough | 13;31,3*value;108,7*value | literature_id: 30 | [wang2023]_material_intensity
use phase - electricity infrastructure | Generation - CSP | entire device | n.a. | Global | manganese | none | mass | 3850 | t | GW | none | CSP trough | 13;62,34*value;103,9*value | literature_id: 30 | [wang2023]_material_intensity
use phase - electricity infrastructure | Generation - CSP | entire device | n.a. | Global | nickel | none | mass | 1420 | t | GW | none | CSP trough | 13;0*value;7,75*value | literature_id: 30 | [wang2023]_material_intensity
use phase - electricity infrastructure | Generation - CSP | entire device | n.a. | Global | steel | none | mass | 320000 | t | GW | none | CSP trough | 13;0*value;0,01*value | literature_id: 30 | [wang2023]_material_intensity
use phase - electricity infrastructure | Generation - CSP | entire device | n.a. | Global | glass | none | mass | 120000 | t | GW | none | CSP trough | 13;0,6*value;2,08*value | literature_id: 30 | [wang2023]_material_intensity
use phase - electricity infrastructure | Generation - Geothermal | entire device | n.a. | Global | cement | none | mass | 393824.625 | t | GW | none | none | 13;0*value;0,11*value | literature_id: 30 | [wang2023]_material_intensity
use phase - electricity infrastructure | Generation - Geothermal | entire device | n.a. | Global | steel | none | mass | 544709 | t | GW | none | none | 13;0*value;0,03*value | literature_id: 30 | [wang2023]_material_intensity
use phase - electricity infrastructure | Generation - Geothermal | entire device | n.a. | Global | aluminium | none | mass | 16165.8571 | t | GW | none | none | 13;0*value;0*value | literature_id: 30 | [wang2023]_material_intensity
use phase - electricity infrastructure | Generation - Geothermal | entire device | n.a. | Global | copper | none | mass | 7333.3333 | t | GW | none | none | 13;0*value;0*value | literature_id: 30 | [wang2023]_material_intensity
use phase - electricity infrastructure | Generation - Hydro | entire device | n.a. | Global | cement | none | mass | 1007209.75 | t | GW | none | none | 13;0*value;0*value | literature_id: 30 | [wang2023]_material_intensity
use phase - electricity infrastructure | Generation - Hydro | entire device | n.a. | Global | steel | none | mass | 83575 | t | GW | none | none | 13;0*value;0*value | literature_id: 30 | [wang2023]_material_intensity
use phase - electricity infrastructure | Generation - Hydro | entire device | n.a. | Global | aluminium | none | mass | 52 | t | GW | none | none | 13;0*value;0*value | literature_id: 30 | [wang2023]_material_intensity
use phase - electricity infrastructure | Generation - Hydro | entire device | n.a. | Global | copper | none | mass | 2123 | t | GW | none | none | 13;0*value;0*value | literature_id: 30 | [wang2023]_material_intensity
use phase - electricity infrastructure | Generation - Nuclear | entire device | n.a. | Global | cement | none | mass | 36852.8889 | t | GW | none | none | 13;0*value;0*value | literature_id: 30 | [wang2023]_material_intensity
use phase - electricity infrastructure | Generation - Nuclear | entire device | n.a. | Global | steel | none | mass | 31983.6667 | t | GW | none | none | 13;0*value;0*value | literature_id: 30 | [wang2023]_material_intensity
use phase - electricity infrastructure | Generation - Nuclear | entire device | n.a. | Global | aluminium | none | mass | 37.5 | t | GW | none | none | 13;0*value;0*value | literature_id: 30 | [wang2023]_material_intensity
use phase - electricity infrastructure | Generation - Nuclear | entire device | n.a. | Global | copper | none | mass | 1291.8 | t | GW | none | none | 13;0*value;0*value | literature_id: 30 | [wang2023]_material_intensity
use phase - electricity infrastructure | Generation - Coal | entire device | n.a. | Global | cement | none | mass | 14525 | t | GW | none | none | 13;0*value;0*value | literature_id: 30 | [wang2023]_material_intensity
use phase - electricity infrastructure | Generation - Coal | entire device | n.a. | Global | steel | none | mass | 52655 | t | GW | none | none | 13;0*value;0*value | literature_id: 30 | [wang2023]_material_intensity
use phase - electricity infrastructure | Generation - Coal | entire device | n.a. | Global | aluminium | none | mass | 394.75 | t | GW | none | none | 13;0*value;0*value | literature_id: 30 | [wang2023]_material_intensity
use phase - electricity infrastructure | Generation - Coal | entire device | n.a. | Global | copper | none | mass | 490.75 | t | GW | none | none | 13;0*value;0*value | literature_id: 30 | [wang2023]_material_intensity
use phase - electricity infrastructure | Generation - Coal CCS | entire device | n.a. | Global | cement | none | mass | 20696.5 | t | GW | none | none | 13;0*value;0*value | literature_id: 30 | [wang2023]_material_intensity
use phase - electricity infrastructure | Generation - Coal CCS | entire device | n.a. | Global | steel | none | mass | 75764.75 | t | GW | none | none | 13;0*value;0*value | literature_id: 30 | [wang2023]_material_intensity
use phase - electricity infrastructure | Generation - Coal CCS | entire device | n.a. | Global | aluminium | none | mass | 394.75 | t | GW | none | none | 13;0*value;0*value | literature_id: 30 | [wang2023]_material_intensity
use phase - electricity infrastructure | Generation - Coal CCS | entire device | n.a. | Global | copper | none | mass | 588.75 | t | GW | none | none | 13;0*value;0*value | literature_id: 30 | [wang2023]_material_intensity
use phase - electricity infrastructure | Generation - Gas | entire device | n.a. | Global | cement | none | mass | 11118.25 | t | GW | none | none | 13;0*value;0*value | literature_id: 30 | [wang2023]_material_intensity
use phase - electricity infrastructure | Generation - Gas | entire device | n.a. | Global | steel | none | mass | 41080 | t | GW | none | none | 13;0*value;0*value | literature_id: 30 | [wang2023]_material_intensity
use phase - electricity infrastructure | Generation - Gas | entire device | n.a. | Global | aluminium | none | mass | 217 | t | GW | none | none | 13;0*value;0*value | literature_id: 30 | [wang2023]_material_intensity
use phase - electricity infrastructure | Generation - Gas | entire device | n.a. | Global | copper | none | mass | 490.75 | t | GW | none | none | 13;0*value;0*value | literature_id: 30 | [wang2023]_material_intensity
use phase - electricity infrastructure | Generation - Gas CCS | entire device | n.a. | Global | cement | none | mass | 16216.5 | t | GW | none | none | 13;0*value;0*value | literature_id: 30 | [wang2023]_material_intensity
use phase - electricity infrastructure | Generation - Gas CCS | entire device | n.a. | Global | steel | none | mass | 62852.5 | t | GW | none | none | 13;0*value;0*value | literature_id: 30 | [wang2023]_material_intensity
use phase - electricity infrastructure | Generation - Gas CCS | entire device | n.a. | Global | aluminium | none | mass | 217 | t | GW | none | none | 13;0*value;0*value | literature_id: 30 | [wang2023]_material_intensity
use phase - electricity infrastructure | Generation - Gas CCS | entire device | n.a. | Global | copper | none | mass | 588.75 | t | GW | none | none | 13;0*value;0*value | literature_id: 30 | [wang2023]_material_intensity
use phase - electricity infrastructure | Generation - Biomass | entire device | n.a. | Global | cement | none | mass | 20918.5 | t | GW | none | none | 13;0*value;0*value | literature_id: 30 | [wang2023]_material_intensity
use phase - electricity infrastructure | Generation - Biomass | entire device | n.a. | Global | steel | none | mass | 52000 | t | GW | none | none | 13;0*value;0*value | literature_id: 30 | [wang2023]_material_intensity
use phase - electricity infrastructure | Generation - Biomass | entire device | n.a. | Global | aluminium | none | mass | 1300 | t | GW | none | none | 13;0*value;0*value | literature_id: 30 | [wang2023]_material_intensity
use phase - electricity infrastructure | Generation - Biomass | entire device | n.a. | Global | copper | none | mass | 490.75 | t | GW | none | none | 13;0*value;0*value | literature_id: 30 | [wang2023]_material_intensity
use phase - electricity infrastructure | Generation - Biomass CCS | entire device | n.a. | Global | cement | none | mass | 32005 | t | GW | none | none | 13;0*value;0*value | literature_id: 30 | [wang2023]_material_intensity
use phase - electricity infrastructure | Generation - Biomass CCS | entire device | n.a. | Global | steel | none | mass | 79560 | t | GW | none | none | 13;0*value;0*value | literature_id: 30 | [wang2023]_material_intensity
use phase - electricity infrastructure | Generation - Biomass CCS | entire device | n.a. | Global | aluminium | none | mass | 1300 | t | GW | none | none | 13;0*value;0*value | literature_id: 30 | [wang2023]_material_intensity
use phase - electricity infrastructure | Generation - Biomass CCS | entire device | n.a. | Global | copper | none | mass | 596.6667 | t | GW | none | none | 13;0*value;0*value | literature_id: 30 | [wang2023]_material_intensity
use phase - electricity infrastructure | solar PV | entire device | 2050 | Global | all materials | R2f | mass ratio | 20 | % | MWp | none | none | none | literature_id: 32 | GRO2024_elec_weight
use phase - electricity infrastructure | solar PV residential | entire device | 2050 | Global | all materials | R2f | mass ratio | 10 | % | MWp | none | none | none | literature_id: 32 | GRO2024_elec_weight
use phase - electricity infrastructure | CSP | entire device | 2050 | Global | all materials | R2f | mass ratio | 30 | % | MWp | none | none | none | literature_id: 32 | GRO2024_elec_weight
use phase - electricity infrastructure | Wind onshore | entire device | 2050 | Global | all materials | R2f | mass ratio | 20 | % | MWp | none | none | none | literature_id: 32 | GRO2024_elec_weight
use phase - electricity infrastructure | Wind offshore | entire device | 2050 | Global | all materials | R2f | mass ratio | 10 | % | MWp | none | none | none | literature_id: 32 | GRO2024_elec_weight
use phase - electricity infrastructure | Wave energy | entire device | 2050 | Global | all materials | R2f | mass ratio | 30 | % | MWp | none | none | none | literature_id: 32 | GRO2024_elec_weight
use phase - electricity infrastructure | Auxiliary grid-equipment | entire device | 2050 | Global | all materials | R2f | mass ratio | 10 | % | MWp | none | none | none | literature_id: 32 | GRO2024_elec_weight
use phase - electricity infrastructure | Generation - PV PERC (rooftop) | module (cell) | 2018 | China | aluminium | none | mass | 184 | kg | MWp | none | none | none | literature_id: 32 | MG_MC_RE_Tchnologies
use phase - electricity infrastructure | Generation - PV PERC (rooftop) | module (frame) | 2018 | China | aluminium | none | mass | 8768 | kg | MWp | none | none | none | literature_id: 32 | MG_MC_RE_Tchnologies
use phase - electricity infrastructure | Generation - PV PERC (rooftop) | module | 2018 | China | silver | none | mass | 21 | kg | MWp | none | none | none | literature_id: 32 | MG_MC_RE_Tchnologies
use phase - electricity infrastructure | Generation - PV PERC (rooftop) | module | 2018 | China | copper | none | mass | 946 | kg | MWp | none | none | none | literature_id: 32 | MG_MC_RE_Tchnologies
use phase - electricity infrastructure | Generation - PV PERC (rooftop) | module | 2018 | China | lead | none | mass | 62 | kg | MWp | none | none | none | literature_id: 32 | MG_MC_RE_Tchnologies
use phase - electricity infrastructure | Generation - PV PERC (rooftop) | module | 2018 | China | bismuth | none | mass | 0 | kg | MWp | none | none | none | literature_id: 32 | MG_MC_RE_Tchnologies
use phase - electricity infrastructure | Generation - PV PERC (rooftop) | module | 2018 | China | silicon | none | mass | 3430 | kg | MWp | none | none | none | literature_id: 32 | MG_MC_RE_Tchnologies
use phase - electricity infrastructure | Generation - PV PERC (rooftop) | module | 2018 | China | tin | none | mass | 59 | kg | MWp | none | none | none | literature_id: 32 | MG_MC_RE_Tchnologies
use phase - electricity infrastructure | Generation - PV PERC (rooftop) | module | 2018 | China | glass | none | mass | 44881 | kg | MWp | none | none | none | literature_id: 32 | MG_MC_RE_Tchnologies
use phase - electricity infrastructure | Generation - PV PERC (rooftop) | module | 2018 | China | ethylene vinyl acetate | none | mass | 5058 | kg | MWp | none | none | none | literature_id: 32 | MG_MC_RE_Tchnologies
use phase - electricity infrastructure | Generation - PV PERC (rooftop) | module | 2018 | China | polyphenylene ether, polystyrene | none | mass | 530 | kg | MWp | none | none | none | literature_id: 32 | MG_MC_RE_Tchnologies
use phase - electricity infrastructure | Generation - PV PERC (rooftop) | module | 2018 | China | polyethylene terephthalate (PET) | none | mass | 2333 | kg | MWp | none | none | none | literature_id: 32 | MG_MC_RE_Tchnologies
use phase - electricity infrastructure | Generation - PV PERC (rooftop) | module | 2018 | China | polyvinyl fluoride | none | mass | 1063 | kg | MWp | none | none | none | literature_id: 32 | MG_MC_RE_Tchnologies
use phase - electricity infrastructure | Generation - PV PERC (rooftop) | module | 2018 | China | acrylic foam | none | mass | 218 | kg | MWp | none | none | none | literature_id: 32 | MG_MC_RE_Tchnologies
use phase - electricity infrastructure | Generation - PV PERC (rooftop) | mounting structure | 2018 | Germany | stainless steel | none | mass | 43 | kg | MWp | none | none | none | literature_id: 32 | MG_MC_RE_Tchnologies
use phase - electricity infrastructure | Generation - PV PERC (rooftop) | mounting structure | 2018 | Germany | aluminium | none | mass | 53 | kg | MWp | none | none | none | literature_id: 32 | MG_MC_RE_Tchnologies
use phase - electricity infrastructure | Generation - PV PERC (rooftop) | cable | 2018 | Germany | copper | none | mass | 792 | kg | MWp | none | none | none | literature_id: 32 | MG_MC_RE_Tchnologies
use phase - electricity infrastructure | Generation - PV PERC (rooftop) | inverter | 2018 | Germany | steel | none | mass | 156 | kg | MWp | none | none | none | literature_id: 32 | MG_MC_RE_Tchnologies
use phase - electricity infrastructure | Generation - PV PERC (rooftop) | inverter | 2018 | Germany | aluminium | none | mass | 1364 | kg | MWp | none | none | none | literature_id: 32 | MG_MC_RE_Tchnologies
use phase - electricity infrastructure | Generation - PV PERC (rooftop) | inverter | 2018 | Germany | copper | none | mass | 501 | kg | MWp | none | none | none | literature_id: 32 | MG_MC_RE_Tchnologies
use phase - electricity infrastructure | Generation - PV PERC (rooftop) | inverter | 2018 | Germany | printed circuit board | none | mass | 225 | kg | MWp | none | none | none | literature_id: 32 | MG_MC_RE_Tchnologies
use phase - electricity infrastructure | Generation - PV PERC (rooftop) | module (cell) | 2020 | China | aluminium | none | mass | 169 | kg | MWp | none | none | none | literature_id: 32 | MG_MC_RE_Tchnologies
use phase - electricity infrastructure | Generation - PV PERC (rooftop) | module (frame) | 2020 | China | aluminium | none | mass | 8057 | kg | MWp | none | none | none | literature_id: 32 | MG_MC_RE_Tchnologies
use phase - electricity infrastructure | Generation - PV PERC (rooftop) | module | 2020 | China | silver | none | mass | 18 | kg | MWp | none | none | none | literature_id: 32 | MG_MC_RE_Tchnologies
use phase - electricity infrastructure | Generation - PV PERC (rooftop) | module | 2020 | China | copper | none | mass | 869 | kg | MWp | none | none | none | literature_id: 32 | MG_MC_RE_Tchnologies
use phase - electricity infrastructure | Generation - PV PERC (rooftop) | module | 2020 | China | lead | none | mass | 57 | kg | MWp | none | none | none | literature_id: 32 | MG_MC_RE_Tchnologies
use phase - electricity infrastructure | Generation - PV PERC (rooftop) | module | 2020 | China | bismuth | none | mass | 0 | kg | MWp | none | none | none | literature_id: 32 | MG_MC_RE_Tchnologies
use phase - electricity infrastructure | Generation - PV PERC (rooftop) | module | 2020 | China | silicon | none | mass | 3038 | kg | MWp | none | none | none | literature_id: 32 | MG_MC_RE_Tchnologies
use phase - electricity infrastructure | Generation - PV PERC (rooftop) | module | 2020 | China | tin | none | mass | 54 | kg | MWp | none | none | none | literature_id: 32 | MG_MC_RE_Tchnologies
use phase - electricity infrastructure | Generation - PV PERC (rooftop) | module | 2020 | China | glass | none | mass | 41242 | kg | MWp | none | none | none | literature_id: 32 | MG_MC_RE_Tchnologies
use phase - electricity infrastructure | Generation - PV PERC (rooftop) | module | 2020 | China | ethylene vinyl acetate | none | mass | 4648 | kg | MWp | none | none | none | literature_id: 32 | MG_MC_RE_Tchnologies
use phase - electricity infrastructure | Generation - PV PERC (rooftop) | module | 2020 | China | polyphenylene ether, polystyrene | none | mass | 487 | kg | MWp | none | none | none | literature_id: 32 | MG_MC_RE_Tchnologies
use phase - electricity infrastructure | Generation - PV PERC (rooftop) | module | 2020 | China | polyethylene terephthalate (PET) | none | mass | 2144 | kg | MWp | none | none | none | literature_id: 32 | MG_MC_RE_Tchnologies
use phase - electricity infrastructure | Generation - PV PERC (rooftop) | module | 2020 | China | polyvinyl fluoride | none | mass | 976 | kg | MWp | none | none | none | literature_id: 32 | MG_MC_RE_Tchnologies
use phase - electricity infrastructure | Generation - PV PERC (rooftop) | module | 2020 | China | acrylic foam | none | mass | 200 | kg | MWp | none | none | none | literature_id: 32 | MG_MC_RE_Tchnologies
use phase - electricity infrastructure | Generation - PV PERC (rooftop) | mounting structure | 2020 | Germany | stainless steel | none | mass | 39 | kg | MWp | none | none | none | literature_id: 32 | MG_MC_RE_Tchnologies
use phase - electricity infrastructure | Generation - PV PERC (rooftop) | mounting structure | 2020 | Germany | aluminium | none | mass | 49 | kg | MWp | none | none | none | literature_id: 32 | MG_MC_RE_Tchnologies
use phase - electricity infrastructure | Generation - PV PERC (rooftop) | cable | 2020 | Germany | copper | none | mass | 728 | kg | MWp | none | none | none | literature_id: 32 | MG_MC_RE_Tchnologies
use phase - electricity infrastructure | Generation - PV PERC (rooftop) | inverter | 2020 | Germany | steel | none | mass | 156 | kg | MWp | none | none | none | literature_id: 32 | MG_MC_RE_Tchnologies
use phase - electricity infrastructure | Generation - PV PERC (rooftop) | inverter | 2020 | Germany | aluminium | none | mass | 1364 | kg | MWp | none | none | none | literature_id: 32 | MG_MC_RE_Tchnologies
use phase - electricity infrastructure | Generation - PV PERC (rooftop) | inverter | 2020 | Germany | copper | none | mass | 501 | kg | MWp | none | none | none | literature_id: 32 | MG_MC_RE_Tchnologies
use phase - electricity infrastructure | Generation - PV PERC (rooftop) | inverter | 2020 | Germany | printed circuit board | none | mass | 225 | kg | MWp | none | none | none | literature_id: 32 | MG_MC_RE_Tchnologies
use phase - electricity infrastructure | Generation - PV PERC (rooftop) | module (cell) | 2025 | China | aluminium | none | mass | 159 | kg | MWp | none | none | none | literature_id: 32 | MG_MC_RE_Tchnologies
use phase - electricity infrastructure | Generation - PV PERC (rooftop) | module (frame) | 2025 | China | aluminium | none | mass | 7566 | kg | MWp | none | none | none | literature_id: 32 | MG_MC_RE_Tchnologies
use phase - electricity infrastructure | Generation - PV PERC (rooftop) | module | 2025 | China | silver | none | mass | 16 | kg | MWp | none | none | none | literature_id: 32 | MG_MC_RE_Tchnologies
use phase - electricity infrastructure | Generation - PV PERC (rooftop) | module | 2025 | China | copper | none | mass | 816 | kg | MWp | none | none | none | literature_id: 32 | MG_MC_RE_Tchnologies
use phase - electricity infrastructure | Generation - PV PERC (rooftop) | module | 2025 | China | lead | none | mass | 53 | kg | MWp | none | none | none | literature_id: 32 | MG_MC_RE_Tchnologies
use phase - electricity infrastructure | Generation - PV PERC (rooftop) | module | 2025 | China | bismuth | none | mass | 0 | kg | MWp | none | none | none | literature_id: 32 | MG_MC_RE_Tchnologies
use phase - electricity infrastructure | Generation - PV PERC (rooftop) | module | 2025 | China | silicon | none | mass | 2591 | kg | MWp | none | none | none | literature_id: 32 | MG_MC_RE_Tchnologies
use phase - electricity infrastructure | Generation - PV PERC (rooftop) | module | 2025 | China | tin | none | mass | 51 | kg | MWp | none | none | none | literature_id: 32 | MG_MC_RE_Tchnologies
use phase - electricity infrastructure | Generation - PV PERC (rooftop) | module | 2025 | China | glass | none | mass | 38730 | kg | MWp | none | none | none | literature_id: 32 | MG_MC_RE_Tchnologies
use phase - electricity infrastructure | Generation - PV PERC (rooftop) | module | 2025 | China | ethylene vinyl acetate | none | mass | 4365 | kg | MWp | none | none | none | literature_id: 32 | MG_MC_RE_Tchnologies
use phase - electricity infrastructure | Generation - PV PERC (rooftop) | module | 2025 | China | polyphenylene ether, polystyrene | none | mass | 457 | kg | MWp | none | none | none | literature_id: 32 | MG_MC_RE_Tchnologies
use phase - electricity infrastructure | Generation - PV PERC (rooftop) | module | 2025 | China | polyethylene terephthalate (PET) | none | mass | 2013 | kg | MWp | none | none | none | literature_id: 32 | MG_MC_RE_Tchnologies
use phase - electricity infrastructure | Generation - PV PERC (rooftop) | module | 2025 | China | polyvinyl fluoride | none | mass | 917 | kg | MWp | none | none | none | literature_id: 32 | MG_MC_RE_Tchnologies
use phase - electricity infrastructure | Generation - PV PERC (rooftop) | module | 2025 | China | acrylic foam | none | mass | 188 | kg | MWp | none | none | none | literature_id: 32 | MG_MC_RE_Tchnologies
use phase - electricity infrastructure | Generation - PV PERC (rooftop) | mounting structure | 2025 | Germany | stainless steel | none | mass | 37 | kg | MWp | none | none | none | literature_id: 32 | MG_MC_RE_Tchnologies
use phase - electricity infrastructure | Generation - PV PERC (rooftop) | mounting structure | 2025 | Germany | aluminium | none | mass | 46 | kg | MWp | none | none | none | literature_id: 32 | MG_MC_RE_Tchnologies
use phase - electricity infrastructure | Generation - PV PERC (rooftop) | cable | 2025 | Germany | copper | none | mass | 683 | kg | MWp | none | none | none | literature_id: 32 | MG_MC_RE_Tchnologies
use phase - electricity infrastructure | Generation - PV PERC (rooftop) | inverter | 2025 | Germany | steel | none | mass | 156 | kg | MWp | none | none | none | literature_id: 32 | MG_MC_RE_Tchnologies
use phase - electricity infrastructure | Generation - PV PERC (rooftop) | inverter | 2025 | Germany | aluminium | none | mass | 1364 | kg | MWp | none | none | none | literature_id: 32 | MG_MC_RE_Tchnologies
use phase - electricity infrastructure | Generation - PV PERC (rooftop) | inverter | 2025 | Germany | copper | none | mass | 501 | kg | MWp | none | none | none | literature_id: 32 | MG_MC_RE_Tchnologies
use phase - electricity infrastructure | Generation - PV PERC (rooftop) | inverter | 2025 | Germany | printed circuit board | none | mass | 225 | kg | MWp | none | none | none | literature_id: 32 | MG_MC_RE_Tchnologies
use phase - electricity infrastructure | Generation - PV PERC (rooftop) | module (cell) | 2030 | China | aluminium | none | mass | 149 | kg | MWp | none | none | none | literature_id: 32 | MG_MC_RE_Tchnologies
use phase - electricity infrastructure | Generation - PV PERC (rooftop) | module (frame) | 2030 | China | aluminium | none | mass | 7098 | kg | MWp | none | none | none | literature_id: 32 | MG_MC_RE_Tchnologies
use phase - electricity infrastructure | Generation - PV PERC (rooftop) | module | 2030 | China | silver | none | mass | 13 | kg | MWp | none | none | none | literature_id: 32 | MG_MC_RE_Tchnologies
use phase - electricity infrastructure | Generation - PV PERC (rooftop) | module | 2030 | China | copper | none | mass | 766 | kg | MWp | none | none | none | literature_id: 32 | MG_MC_RE_Tchnologies
use phase - electricity infrastructure | Generation - PV PERC (rooftop) | module | 2030 | China | lead | none | mass | 0 | kg | MWp | none | none | none | literature_id: 32 | MG_MC_RE_Tchnologies
use phase - electricity infrastructure | Generation - PV PERC (rooftop) | module | 2030 | China | bismuth | none | mass | 54 | kg | MWp | none | none | none | literature_id: 32 | MG_MC_RE_Tchnologies
use phase - electricity infrastructure | Generation - PV PERC (rooftop) | module | 2030 | China | silicon | none | mass | 2221 | kg | MWp | none | none | none | literature_id: 32 | MG_MC_RE_Tchnologies
use phase - electricity infrastructure | Generation - PV PERC (rooftop) | module | 2030 | China | tin | none | mass | 40 | kg | MWp | none | none | none | literature_id: 32 | MG_MC_RE_Tchnologies
use phase - electricity infrastructure | Generation - PV PERC (rooftop) | module | 2030 | China | glass | none | mass | 36332 | kg | MWp | none | none | none | literature_id: 32 | MG_MC_RE_Tchnologies
use phase - electricity infrastructure | Generation - PV PERC (rooftop) | module | 2030 | China | ethylene vinyl acetate | none | mass | 4095 | kg | MWp | none | none | none | literature_id: 32 | MG_MC_RE_Tchnologies
use phase - electricity infrastructure | Generation - PV PERC (rooftop) | module | 2030 | China | polyphenylene ether, polystyrene | none | mass | 429 | kg | MWp | none | none | none | literature_id: 32 | MG_MC_RE_Tchnologies
use phase - electricity infrastructure | Generation - PV PERC (rooftop) | module | 2030 | China | polyethylene terephthalate (PET) | none | mass | 1888 | kg | MWp | none | none | none | literature_id: 32 | MG_MC_RE_Tchnologies
use phase - electricity infrastructure | Generation - PV PERC (rooftop) | module | 2030 | China | polyvinyl fluoride | none | mass | 860 | kg | MWp | none | none | none | literature_id: 32 | MG_MC_RE_Tchnologies
use phase - electricity infrastructure | Generation - PV PERC (rooftop) | module | 2030 | China | acrylic foam | none | mass | 176 | kg | MWp | none | none | none | literature_id: 32 | MG_MC_RE_Tchnologies
use phase - electricity infrastructure | Generation - PV PERC (rooftop) | mounting structure | 2030 | Germany | stainless steel | none | mass | 35 | kg | MWp | none | none | none | literature_id: 32 | MG_MC_RE_Tchnologies
use phase - electricity infrastructure | Generation - PV PERC (rooftop) | mounting structure | 2030 | Germany | aluminium | none | mass | 43 | kg | MWp | none | none | none | literature_id: 32 | MG_MC_RE_Tchnologies
use phase - electricity infrastructure | Generation - PV PERC (rooftop) | cable | 2030 | Germany | copper | none | mass | 641 | kg | MWp | none | none | none | literature_id: 32 | MG_MC_RE_Tchnologies
use phase - electricity infrastructure | Generation - PV PERC (rooftop) | inverter | 2030 | Germany | steel | none | mass | 156 | kg | MWp | none | none | none | literature_id: 32 | MG_MC_RE_Tchnologies
use phase - electricity infrastructure | Generation - PV PERC (rooftop) | inverter | 2030 | Germany | aluminium | none | mass | 1364 | kg | MWp | none | none | none | literature_id: 32 | MG_MC_RE_Tchnologies
use phase - electricity infrastructure | Generation - PV PERC (rooftop) | inverter | 2030 | Germany | copper | none | mass | 501 | kg | MWp | none | none | none | literature_id: 32 | MG_MC_RE_Tchnologies
use phase - electricity infrastructure | Generation - PV PERC (rooftop) | inverter | 2030 | Germany | printed circuit board | none | mass | 225 | kg | MWp | none | none | none | literature_id: 32 | MG_MC_RE_Tchnologies
use phase - electricity infrastructure | Generation - PV PERC (rooftop) | module (cell) | 2035 | China | aluminium | none | mass | 142 | kg | MWp | none | none | none | literature_id: 32 | MG_MC_RE_Tchnologies
use phase - electricity infrastructure | Generation - PV PERC (rooftop) | module (frame) | 2035 | China | aluminium | none | mass | 6771 | kg | MWp | none | none | none | literature_id: 32 | MG_MC_RE_Tchnologies
use phase - electricity infrastructure | Generation - PV PERC (rooftop) | module | 2035 | China | silver | none | mass | 12 | kg | MWp | none | none | none | literature_id: 32 | MG_MC_RE_Tchnologies
use phase - electricity infrastructure | Generation - PV PERC (rooftop) | module | 2035 | China | copper | none | mass | 731 | kg | MWp | none | none | none | literature_id: 32 | MG_MC_RE_Tchnologies
use phase - electricity infrastructure | Generation - PV PERC (rooftop) | module | 2035 | China | lead | none | mass | 0 | kg | MWp | none | none | none | literature_id: 32 | MG_MC_RE_Tchnologies
use phase - electricity infrastructure | Generation - PV PERC (rooftop) | module | 2035 | China | bismuth | none | mass | 51 | kg | MWp | none | none | none | literature_id: 32 | MG_MC_RE_Tchnologies
use phase - electricity infrastructure | Generation - PV PERC (rooftop) | module | 2035 | China | silicon | none | mass | 1986 | kg | MWp | none | none | none | literature_id: 32 | MG_MC_RE_Tchnologies
use phase - electricity infrastructure | Generation - PV PERC (rooftop) | module | 2035 | China | tin | none | mass | 38 | kg | MWp | none | none | none | literature_id: 32 | MG_MC_RE_Tchnologies
use phase - electricity infrastructure | Generation - PV PERC (rooftop) | module | 2035 | China | glass | none | mass | 34659 | kg | MWp | none | none | none | literature_id: 32 | MG_MC_RE_Tchnologies
use phase - electricity infrastructure | Generation - PV PERC (rooftop) | module | 2035 | China | ethylene vinyl acetate | none | mass | 3906 | kg | MWp | none | none | none | literature_id: 32 | MG_MC_RE_Tchnologies
use phase - electricity infrastructure | Generation - PV PERC (rooftop) | module | 2035 | China | polyphenylene ether, polystyrene | none | mass | 409 | kg | MWp | none | none | none | literature_id: 32 | MG_MC_RE_Tchnologies
use phase - electricity infrastructure | Generation - PV PERC (rooftop) | module | 2035 | China | polyethylene terephthalate (PET) | none | mass | 1801 | kg | MWp | none | none | none | literature_id: 32 | MG_MC_RE_Tchnologies
use phase - electricity infrastructure | Generation - PV PERC (rooftop) | module | 2035 | China | polyvinyl fluoride | none | mass | 821 | kg | MWp | none | none | none | literature_id: 32 | MG_MC_RE_Tchnologies
use phase - electricity infrastructure | Generation - PV PERC (rooftop) | module | 2035 | China | acrylic foam | none | mass | 168 | kg | MWp | none | none | none | literature_id: 32 | MG_MC_RE_Tchnologies
use phase - electricity infrastructure | Generation - PV PERC (rooftop) | mounting structure | 2035 | Germany | stainless steel | none | mass | 33 | kg | MWp | none | none | none | literature_id: 32 | MG_MC_RE_Tchnologies
use phase - electricity infrastructure | Generation - PV PERC (rooftop) | mounting structure | 2035 | Germany | aluminium | none | mass | 41 | kg | MWp | none | none | none | literature_id: 32 | MG_MC_RE_Tchnologies
use phase - electricity infrastructure | Generation - PV PERC (rooftop) | cable | 2035 | Germany | copper | none | mass | 612 | kg | MWp | none | none | none | literature_id: 32 | MG_MC_RE_Tchnologies
use phase - electricity infrastructure | Generation - PV PERC (rooftop) | inverter | 2035 | Germany | steel | none | mass | 156 | kg | MWp | none | none | none | literature_id: 32 | MG_MC_RE_Tchnologies
use phase - electricity infrastructure | Generation - PV PERC (rooftop) | inverter | 2035 | Germany | aluminium | none | mass | 1364 | kg | MWp | none | none | none | literature_id: 32 | MG_MC_RE_Tchnologies
use phase - electricity infrastructure | Generation - PV PERC (rooftop) | inverter | 2035 | Germany | copper | none | mass | 501 | kg | MWp | none | none | none | literature_id: 32 | MG_MC_RE_Tchnologies
use phase - electricity infrastructure | Generation - PV PERC (rooftop) | inverter | 2035 | Germany | printed circuit board | none | mass | 225 | kg | MWp | none | none | none | literature_id: 32 | MG_MC_RE_Tchnologies
use phase - electricity infrastructure | Generation - PV PERC (rooftop) | module (cell) | 2040 | China | aluminium | none | mass | 134 | kg | MWp | none | none | none | literature_id: 32 | MG_MC_RE_Tchnologies
use phase - electricity infrastructure | Generation - PV PERC (rooftop) | module (frame) | 2040 | China | aluminium | none | mass | 0 | kg | MWp | none | none | none | literature_id: 32 | MG_MC_RE_Tchnologies
use phase - electricity infrastructure | Generation - PV PERC (rooftop) | module | 2040 | China | silver | none | mass | 10 | kg | MWp | none | none | none | literature_id: 32 | MG_MC_RE_Tchnologies
use phase - electricity infrastructure | Generation - PV PERC (rooftop) | module | 2040 | China | copper | none | mass | 689 | kg | MWp | none | none | none | literature_id: 32 | MG_MC_RE_Tchnologies
use phase - electricity infrastructure | Generation - PV PERC (rooftop) | module | 2040 | China | lead | none | mass | 0 | kg | MWp | none | none | none | literature_id: 32 | MG_MC_RE_Tchnologies
use phase - electricity infrastructure | Generation - PV PERC (rooftop) | module | 2040 | China | bismuth | none | mass | 48 | kg | MWp | none | none | none | literature_id: 32 | MG_MC_RE_Tchnologies
use phase - electricity infrastructure | Generation - PV PERC (rooftop) | module | 2040 | China | silicon | none | mass | 1780 | kg | MWp | none | none | none | literature_id: 32 | MG_MC_RE_Tchnologies
use phase - electricity infrastructure | Generation - PV PERC (rooftop) | module | 2040 | China | tin | none | mass | 36 | kg | MWp | none | none | none | literature_id: 32 | MG_MC_RE_Tchnologies
use phase - electricity infrastructure | Generation - PV PERC (rooftop) | module | 2040 | China | glass | none | mass | 32679 | kg | MWp | none | none | none | literature_id: 32 | MG_MC_RE_Tchnologies
use phase - electricity infrastructure | Generation - PV PERC (rooftop) | module | 2040 | China | ethylene vinyl acetate | none | mass | 3683 | kg | MWp | none | none | none | literature_id: 32 | MG_MC_RE_Tchnologies
use phase - electricity infrastructure | Generation - PV PERC (rooftop) | module | 2040 | China | polyphenylene ether, polystyrene | none | mass | 386 | kg | MWp | none | none | none | literature_id: 32 | MG_MC_RE_Tchnologies
use phase - electricity infrastructure | Generation - PV PERC (rooftop) | module | 2040 | China | polyethylene terephthalate (PET) | none | mass | 1699 | kg | MWp | none | none | none | literature_id: 32 | MG_MC_RE_Tchnologies
use phase - electricity infrastructure | Generation - PV PERC (rooftop) | module | 2040 | China | polyvinyl fluoride | none | mass | 774 | kg | MWp | none | none | none | literature_id: 32 | MG_MC_RE_Tchnologies
use phase - electricity infrastructure | Generation - PV PERC (rooftop) | module | 2040 | China | acrylic foam | none | mass | 158 | kg | MWp | none | none | none | literature_id: 32 | MG_MC_RE_Tchnologies
use phase - electricity infrastructure | Generation - PV PERC (rooftop) | mounting structure | 2040 | Germany | stainless steel | none | mass | 31 | kg | MWp | none | none | none | literature_id: 32 | MG_MC_RE_Tchnologies
use phase - electricity infrastructure | Generation - PV PERC (rooftop) | mounting structure | 2040 | Germany | aluminium | none | mass | 38 | kg | MWp | none | none | none | literature_id: 32 | MG_MC_RE_Tchnologies
use phase - electricity infrastructure | Generation - PV PERC (rooftop) | cable | 2040 | Germany | copper | none | mass | 577 | kg | MWp | none | none | none | literature_id: 32 | MG_MC_RE_Tchnologies
use phase - electricity infrastructure | Generation - PV PERC (rooftop) | inverter | 2040 | Germany | steel | none | mass | 156 | kg | MWp | none | none | none | literature_id: 32 | MG_MC_RE_Tchnologies
use phase - electricity infrastructure | Generation - PV PERC (rooftop) | inverter | 2040 | Germany | aluminium | none | mass | 1364 | kg | MWp | none | none | none | literature_id: 32 | MG_MC_RE_Tchnologies
use phase - electricity infrastructure | Generation - PV PERC (rooftop) | inverter | 2040 | Germany | copper | none | mass | 501 | kg | MWp | none | none | none | literature_id: 32 | MG_MC_RE_Tchnologies
use phase - electricity infrastructure | Generation - PV PERC (rooftop) | inverter | 2040 | Germany | printed circuit board | none | mass | 225 | kg | MWp | none | none | none | literature_id: 32 | MG_MC_RE_Tchnologies
use phase - electricity infrastructure | Generation - PV PERC (rooftop) | module (cell) | 2045 | China | aluminium | none | mass | 130 | kg | MWp | none | none | none | literature_id: 32 | MG_MC_RE_Tchnologies
use phase - electricity infrastructure | Generation - PV PERC (rooftop) | module (frame) | 2045 | China | aluminium | none | mass | 0 | kg | MWp | none | none | none | literature_id: 32 | MG_MC_RE_Tchnologies
use phase - electricity infrastructure | Generation - PV PERC (rooftop) | module | 2045 | China | silver | none | mass | 8 | kg | MWp | none | none | none | literature_id: 32 | MG_MC_RE_Tchnologies
use phase - electricity infrastructure | Generation - PV PERC (rooftop) | module | 2045 | China | copper | none | mass | 670 | kg | MWp | none | none | none | literature_id: 32 | MG_MC_RE_Tchnologies
use phase - electricity infrastructure | Generation - PV PERC (rooftop) | module | 2045 | China | lead | none | mass | 0 | kg | MWp | none | none | none | literature_id: 32 | MG_MC_RE_Tchnologies
use phase - electricity infrastructure | Generation - PV PERC (rooftop) | module | 2045 | China | bismuth | none | mass | 47 | kg | MWp | none | none | none | literature_id: 32 | MG_MC_RE_Tchnologies
use phase - electricity infrastructure | Generation - PV PERC (rooftop) | module | 2045 | China | silicon | none | mass | 1683 | kg | MWp | none | none | none | literature_id: 32 | MG_MC_RE_Tchnologies
use phase - electricity infrastructure | Generation - PV PERC (rooftop) | module | 2045 | China | tin | none | mass | 35 | kg | MWp | none | none | none | literature_id: 32 | MG_MC_RE_Tchnologies
use phase - electricity infrastructure | Generation - PV PERC (rooftop) | module | 2045 | China | glass | none | mass | 31791 | kg | MWp | none | none | none | literature_id: 32 | MG_MC_RE_Tchnologies
use phase - electricity infrastructure | Generation - PV PERC (rooftop) | module | 2045 | China | ethylene vinyl acetate | none | mass | 3583 | kg | MWp | none | none | none | literature_id: 32 | MG_MC_RE_Tchnologies
use phase - electricity infrastructure | Generation - PV PERC (rooftop) | module | 2045 | China | polyphenylene ether, polystyrene | none | mass | 375 | kg | MWp | none | none | none | literature_id: 32 | MG_MC_RE_Tchnologies
use phase - electricity infrastructure | Generation - PV PERC (rooftop) | module | 2045 | China | polyethylene terephthalate (PET) | none | mass | 1652 | kg | MWp | none | none | none | literature_id: 32 | MG_MC_RE_Tchnologies
use phase - electricity infrastructure | Generation - PV PERC (rooftop) | module | 2045 | China | polyvinyl fluoride | none | mass | 753 | kg | MWp | none | none | none | literature_id: 32 | MG_MC_RE_Tchnologies
use phase - electricity infrastructure | Generation - PV PERC (rooftop) | module | 2045 | China | acrylic foam | none | mass | 154 | kg | MWp | none | none | none | literature_id: 32 | MG_MC_RE_Tchnologies
use phase - electricity infrastructure | Generation - PV PERC (rooftop) | mounting structure | 2045 | Germany | stainless steel | none | mass | 30 | kg | MWp | none | none | none | literature_id: 32 | MG_MC_RE_Tchnologies
use phase - electricity infrastructure | Generation - PV PERC (rooftop) | mounting structure | 2045 | Germany | aluminium | none | mass | 37 | kg | MWp | none | none | none | literature_id: 32 | MG_MC_RE_Tchnologies
use phase - electricity infrastructure | Generation - PV PERC (rooftop) | cable | 2045 | Germany | copper | none | mass | 561 | kg | MWp | none | none | none | literature_id: 32 | MG_MC_RE_Tchnologies
use phase - electricity infrastructure | Generation - PV PERC (rooftop) | inverter | 2045 | Germany | steel | none | mass | 156 | kg | MWp | none | none | none | literature_id: 32 | MG_MC_RE_Tchnologies
use phase - electricity infrastructure | Generation - PV PERC (rooftop) | inverter | 2045 | Germany | aluminium | none | mass | 1364 | kg | MWp | none | none | none | literature_id: 32 | MG_MC_RE_Tchnologies
use phase - electricity infrastructure | Generation - PV PERC (rooftop) | inverter | 2045 | Germany | copper | none | mass | 501 | kg | MWp | none | none | none | literature_id: 32 | MG_MC_RE_Tchnologies
use phase - electricity infrastructure | Generation - PV PERC (rooftop) | inverter | 2045 | Germany | printed circuit board | none | mass | 225 | kg | MWp | none | none | none | literature_id: 32 | MG_MC_RE_Tchnologies
use phase - electricity infrastructure | Generation - PV PERC (rooftop) | module (cell) | 2050 | China | aluminium | none | mass | 130 | kg | MWp | none | none | none | literature_id: 32 | MG_MC_RE_Tchnologies
use phase - electricity infrastructure | Generation - PV PERC (rooftop) | module (frame) | 2050 | China | aluminium | none | mass | 0 | kg | MWp | none | none | none | literature_id: 32 | MG_MC_RE_Tchnologies
use phase - electricity infrastructure | Generation - PV PERC (rooftop) | module | 2050 | China | silver | none | mass | 7 | kg | MWp | none | none | none | literature_id: 32 | MG_MC_RE_Tchnologies
use phase - electricity infrastructure | Generation - PV PERC (rooftop) | module | 2050 | China | copper | none | mass | 670 | kg | MWp | none | none | none | literature_id: 32 | MG_MC_RE_Tchnologies
use phase - electricity infrastructure | Generation - PV PERC (rooftop) | module | 2050 | China | lead | none | mass | 0 | kg | MWp | none | none | none | literature_id: 32 | MG_MC_RE_Tchnologies
use phase - electricity infrastructure | Generation - PV PERC (rooftop) | module | 2050 | China | bismuth | none | mass | 47 | kg | MWp | none | none | none | literature_id: 32 | MG_MC_RE_Tchnologies
use phase - electricity infrastructure | Generation - PV PERC (rooftop) | module | 2050 | China | silicon | none | mass | 1666 | kg | MWp | none | none | none | literature_id: 32 | MG_MC_RE_Tchnologies
use phase - electricity infrastructure | Generation - PV PERC (rooftop) | module | 2050 | China | tin | none | mass | 35 | kg | MWp | none | none | none | literature_id: 32 | MG_MC_RE_Tchnologies
use phase - electricity infrastructure | Generation - PV PERC (rooftop) | module | 2050 | China | glass | none | mass | 31791 | kg | MWp | none | none | none | literature_id: 32 | MG_MC_RE_Tchnologies
use phase - electricity infrastructure | Generation - PV PERC (rooftop) | module | 2050 | China | ethylene vinyl acetate | none | mass | 3583 | kg | MWp | none | none | none | literature_id: 32 | MG_MC_RE_Tchnologies
use phase - electricity infrastructure | Generation - PV PERC (rooftop) | module | 2050 | China | polyphenylene ether, polystyrene | none | mass | 375 | kg | MWp | none | none | none | literature_id: 32 | MG_MC_RE_Tchnologies
use phase - electricity infrastructure | Generation - PV PERC (rooftop) | module | 2050 | China | polyethylene terephthalate (PET) | none | mass | 1652 | kg | MWp | none | none | none | literature_id: 32 | MG_MC_RE_Tchnologies
use phase - electricity infrastructure | Generation - PV PERC (rooftop) | module | 2050 | China | polyvinyl fluoride | none | mass | 753 | kg | MWp | none | none | none | literature_id: 32 | MG_MC_RE_Tchnologies
use phase - electricity infrastructure | Generation - PV PERC (rooftop) | module | 2050 | China | acrylic foam | none | mass | 154 | kg | MWp | none | none | none | literature_id: 32 | MG_MC_RE_Tchnologies
use phase - electricity infrastructure | Generation - PV PERC (rooftop) | mounting structure | 2050 | Germany | stainless steel | none | mass | 30 | kg | MWp | none | none | none | literature_id: 32 | MG_MC_RE_Tchnologies
use phase - electricity infrastructure | Generation - PV PERC (rooftop) | mounting structure | 2050 | Germany | aluminium | none | mass | 37 | kg | MWp | none | none | none | literature_id: 32 | MG_MC_RE_Tchnologies
use phase - electricity infrastructure | Generation - PV PERC (rooftop) | cable | 2050 | Germany | copper | none | mass | 561 | kg | MWp | none | none | none | literature_id: 32 | MG_MC_RE_Tchnologies
use phase - electricity infrastructure | Generation - PV PERC (rooftop) | inverter | 2050 | Germany | steel | none | mass | 156 | kg | MWp | none | none | none | literature_id: 32 | MG_MC_RE_Tchnologies
use phase - electricity infrastructure | Generation - PV PERC (rooftop) | inverter | 2050 | Germany | aluminium | none | mass | 1364 | kg | MWp | none | none | none | literature_id: 32 | MG_MC_RE_Tchnologies
use phase - electricity infrastructure | Generation - PV PERC (rooftop) | inverter | 2050 | Germany | copper | none | mass | 501 | kg | MWp | none | none | none | literature_id: 32 | MG_MC_RE_Tchnologies
use phase - electricity infrastructure | Generation - PV PERC (rooftop) | inverter | 2050 | Germany | printed circuit board | none | mass | 225 | kg | MWp | none | none | none | literature_id: 32 | MG_MC_RE_Tchnologies
use phase - electricity infrastructure | Generation - PV PERC (ground mounted) | module (cell) | 2018 | China | aluminium | none | mass | 184 | kg | MWp | none | none | none | literature_id: 32 | MG_MC_RE_Tchnologies
use phase - electricity infrastructure | Generation - PV PERC (ground mounted) | module (frame) | 2018 | China | aluminium | none | mass | 8768 | kg | MWp | none | none | none | literature_id: 32 | MG_MC_RE_Tchnologies
use phase - electricity infrastructure | Generation - PV PERC (ground mounted) | module | 2018 | China | silver | none | mass | 21 | kg | MWp | none | none | none | literature_id: 32 | MG_MC_RE_Tchnologies
use phase - electricity infrastructure | Generation - PV PERC (ground mounted) | module | 2018 | China | copper | none | mass | 946 | kg | MWp | none | none | none | literature_id: 32 | MG_MC_RE_Tchnologies
use phase - electricity infrastructure | Generation - PV PERC (ground mounted) | module | 2018 | China | lead | none | mass | 62 | kg | MWp | none | none | none | literature_id: 32 | MG_MC_RE_Tchnologies
use phase - electricity infrastructure | Generation - PV PERC (ground mounted) | module | 2018 | China | bismuth | none | mass | 0 | kg | MWp | none | none | none | literature_id: 32 | MG_MC_RE_Tchnologies
use phase - electricity infrastructure | Generation - PV PERC (ground mounted) | module | 2018 | China | silicon | none | mass | 3430 | kg | MWp | none | none | none | literature_id: 32 | MG_MC_RE_Tchnologies
use phase - electricity infrastructure | Generation - PV PERC (ground mounted) | module | 2018 | China | tin | none | mass | 59 | kg | MWp | none | none | none | literature_id: 32 | MG_MC_RE_Tchnologies
use phase - electricity infrastructure | Generation - PV PERC (ground mounted) | module | 2018 | China | glass | none | mass | 44881 | kg | MWp | none | none | none | literature_id: 32 | MG_MC_RE_Tchnologies
use phase - electricity infrastructure | Generation - PV PERC (ground mounted) | module | 2018 | China | ethylene vinyl acetate | none | mass | 5058 | kg | MWp | none | none | none | literature_id: 32 | MG_MC_RE_Tchnologies
use phase - electricity infrastructure | Generation - PV PERC (ground mounted) | module | 2018 | China | polyphenylene ether, polystyrene | none | mass | 530 | kg | MWp | none | none | none | literature_id: 32 | MG_MC_RE_Tchnologies
use phase - electricity infrastructure | Generation - PV PERC (ground mounted) | module | 2018 | China | polyethylene terephthalate (PET) | none | mass | 2333 | kg | MWp | none | none | none | literature_id: 32 | MG_MC_RE_Tchnologies
use phase - electricity infrastructure | Generation - PV PERC (ground mounted) | module | 2018 | China | polyvinyl fluoride | none | mass | 1063 | kg | MWp | none | none | none | literature_id: 32 | MG_MC_RE_Tchnologies
use phase - electricity infrastructure | Generation - PV PERC (ground mounted) | module | 2018 | China | acrylic foam | none | mass | 218 | kg | MWp | none | none | none | literature_id: 32 | MG_MC_RE_Tchnologies
use phase - electricity infrastructure | Generation - PV PERC (ground mounted) | mounting structure | 2018 | Germany | steel | none | mass | 430 | kg | MWp | none | none | none | literature_id: 32 | MG_MC_RE_Tchnologies
use phase - electricity infrastructure | Generation - PV PERC (ground mounted) | mounting structure | 2018 | Germany | stainless steel | none | mass | 18 | kg | MWp | none | none | none | literature_id: 32 | MG_MC_RE_Tchnologies
use phase - electricity infrastructure | Generation - PV PERC (ground mounted) | mounting structure | 2018 | Germany | aluminium | none | mass | 279 | kg | MWp | none | none | none | literature_id: 32 | MG_MC_RE_Tchnologies
use phase - electricity infrastructure | Generation - PV PERC (ground mounted) | cable | 2018 | Germany | copper | none | mass | 1374 | kg | MWp | none | none | none | literature_id: 32 | MG_MC_RE_Tchnologies
use phase - electricity infrastructure | Generation - PV PERC (ground mounted) | inverter | 2018 | Germany | steel | none | mass | 94 | kg | MWp | none | none | none | literature_id: 32 | MG_MC_RE_Tchnologies
use phase - electricity infrastructure | Generation - PV PERC (ground mounted) | inverter | 2018 | Germany | aluminium | none | mass | 543 | kg | MWp | none | none | none | literature_id: 32 | MG_MC_RE_Tchnologies
use phase - electricity infrastructure | Generation - PV PERC (ground mounted) | inverter | 2018 | Germany | copper | none | mass | 288 | kg | MWp | none | none | none | literature_id: 32 | MG_MC_RE_Tchnologies
use phase - electricity infrastructure | Generation - PV PERC (ground mounted) | inverter | 2018 | Germany | printed circuit board | none | mass | 103 | kg | MWp | none | none | none | literature_id: 32 | MG_MC_RE_Tchnologies
use phase - electricity infrastructure | Generation - PV PERC (ground mounted) | module (cell) | 2020 | China | aluminium | none | mass | 169 | kg | MWp | none | none | none | literature_id: 32 | MG_MC_RE_Tchnologies
use phase - electricity infrastructure | Generation - PV PERC (ground mounted) | module (frame) | 2020 | China | aluminium | none | mass | 8057 | kg | MWp | none | none | none | literature_id: 32 | MG_MC_RE_Tchnologies
use phase - electricity infrastructure | Generation - PV PERC (ground mounted) | module | 2020 | China | silver | none | mass | 18 | kg | MWp | none | none | none | literature_id: 32 | MG_MC_RE_Tchnologies
use phase - electricity infrastructure | Generation - PV PERC (ground mounted) | module | 2020 | China | copper | none | mass | 869 | kg | MWp | none | none | none | literature_id: 32 | MG_MC_RE_Tchnologies
use phase - electricity infrastructure | Generation - PV PERC (ground mounted) | module | 2020 | China | lead | none | mass | 57 | kg | MWp | none | none | none | literature_id: 32 | MG_MC_RE_Tchnologies
use phase - electricity infrastructure | Generation - PV PERC (ground mounted) | module | 2020 | China | bismuth | none | mass | 0 | kg | MWp | none | none | none | literature_id: 32 | MG_MC_RE_Tchnologies
use phase - electricity infrastructure | Generation - PV PERC (ground mounted) | module | 2020 | China | silicon | none | mass | 3038 | kg | MWp | none | none | none | literature_id: 32 | MG_MC_RE_Tchnologies
use phase - electricity infrastructure | Generation - PV PERC (ground mounted) | module | 2020 | China | tin | none | mass | 54 | kg | MWp | none | none | none | literature_id: 32 | MG_MC_RE_Tchnologies
use phase - electricity infrastructure | Generation - PV PERC (ground mounted) | module | 2020 | China | glass | none | mass | 41242 | kg | MWp | none | none | none | literature_id: 32 | MG_MC_RE_Tchnologies
use phase - electricity infrastructure | Generation - PV PERC (ground mounted) | module | 2020 | China | ethylene vinyl acetate | none | mass | 4648 | kg | MWp | none | none | none | literature_id: 32 | MG_MC_RE_Tchnologies
use phase - electricity infrastructure | Generation - PV PERC (ground mounted) | module | 2020 | China | polyphenylene ether, polystyrene | none | mass | 487 | kg | MWp | none | none | none | literature_id: 32 | MG_MC_RE_Tchnologies
use phase - electricity infrastructure | Generation - PV PERC (ground mounted) | module | 2020 | China | polyethylene terephthalate (PET) | none | mass | 2144 | kg | MWp | none | none | none | literature_id: 32 | MG_MC_RE_Tchnologies
use phase - electricity infrastructure | Generation - PV PERC (ground mounted) | module | 2020 | China | polyvinyl fluoride | none | mass | 976 | kg | MWp | none | none | none | literature_id: 32 | MG_MC_RE_Tchnologies
use phase - electricity infrastructure | Generation - PV PERC (ground mounted) | module | 2020 | China | acrylic foam | none | mass | 200 | kg | MWp | none | none | none | literature_id: 32 | MG_MC_RE_Tchnologies
use phase - electricity infrastructure | Generation - PV PERC (ground mounted) | mounting structure | 2020 | Germany | steel | none | mass | 395 | kg | MWp | none | none | none | literature_id: 32 | MG_MC_RE_Tchnologies
use phase - electricity infrastructure | Generation - PV PERC (ground mounted) | mounting structure | 2020 | Germany | stainless steel | none | mass | 16 | kg | MWp | none | none | none | literature_id: 32 | MG_MC_RE_Tchnologies
use phase - electricity infrastructure | Generation - PV PERC (ground mounted) | mounting structure | 2020 | Germany | aluminium | none | mass | 256 | kg | MWp | none | none | none | literature_id: 32 | MG_MC_RE_Tchnologies
use phase - electricity infrastructure | Generation - PV PERC (ground mounted) | cable | 2020 | Germany | copper | none | mass | 1263 | kg | MWp | none | none | none | literature_id: 32 | MG_MC_RE_Tchnologies
use phase - electricity infrastructure | Generation - PV PERC (ground mounted) | inverter | 2020 | Germany | steel | none | mass | 94 | kg | MWp | none | none | none | literature_id: 32 | MG_MC_RE_Tchnologies
use phase - electricity infrastructure | Generation - PV PERC (ground mounted) | inverter | 2020 | Germany | aluminium | none | mass | 543 | kg | MWp | none | none | none | literature_id: 32 | MG_MC_RE_Tchnologies
use phase - electricity infrastructure | Generation - PV PERC (ground mounted) | inverter | 2020 | Germany | copper | none | mass | 288 | kg | MWp | none | none | none | literature_id: 32 | MG_MC_RE_Tchnologies
use phase - electricity infrastructure | Generation - PV PERC (ground mounted) | inverter | 2020 | Germany | printed circuit board | none | mass | 103 | kg | MWp | none | none | none | literature_id: 32 | MG_MC_RE_Tchnologies
use phase - electricity infrastructure | Generation - PV PERC (ground mounted) | module (cell) | 2025 | China | aluminium | none | mass | 159 | kg | MWp | none | none | none | literature_id: 32 | MG_MC_RE_Tchnologies
use phase - electricity infrastructure | Generation - PV PERC (ground mounted) | module (frame) | 2025 | China | aluminium | none | mass | 7566 | kg | MWp | none | none | none | literature_id: 32 | MG_MC_RE_Tchnologies
use phase - electricity infrastructure | Generation - PV PERC (ground mounted) | module | 2025 | China | silver | none | mass | 16 | kg | MWp | none | none | none | literature_id: 32 | MG_MC_RE_Tchnologies
use phase - electricity infrastructure | Generation - PV PERC (ground mounted) | module | 2025 | China | copper | none | mass | 816 | kg | MWp | none | none | none | literature_id: 32 | MG_MC_RE_Tchnologies
use phase - electricity infrastructure | Generation - PV PERC (ground mounted) | module | 2025 | China | lead | none | mass | 53 | kg | MWp | none | none | none | literature_id: 32 | MG_MC_RE_Tchnologies
use phase - electricity infrastructure | Generation - PV PERC (ground mounted) | module | 2025 | China | bismuth | none | mass | 0 | kg | MWp | none | none | none | literature_id: 32 | MG_MC_RE_Tchnologies
use phase - electricity infrastructure | Generation - PV PERC (ground mounted) | module | 2025 | China | silicon | none | mass | 2591 | kg | MWp | none | none | none | literature_id: 32 | MG_MC_RE_Tchnologies
use phase - electricity infrastructure | Generation - PV PERC (ground mounted) | module | 2025 | China | tin | none | mass | 51 | kg | MWp | none | none | none | literature_id: 32 | MG_MC_RE_Tchnologies
use phase - electricity infrastructure | Generation - PV PERC (ground mounted) | module | 2025 | China | glass | none | mass | 38730 | kg | MWp | none | none | none | literature_id: 32 | MG_MC_RE_Tchnologies
use phase - electricity infrastructure | Generation - PV PERC (ground mounted) | module | 2025 | China | ethylene vinyl acetate | none | mass | 4365 | kg | MWp | none | none | none | literature_id: 32 | MG_MC_RE_Tchnologies
use phase - electricity infrastructure | Generation - PV PERC (ground mounted) | module | 2025 | China | polyphenylene ether, polystyrene | none | mass | 457 | kg | MWp | none | none | none | literature_id: 32 | MG_MC_RE_Tchnologies
use phase - electricity infrastructure | Generation - PV PERC (ground mounted) | module | 2025 | China | polyethylene terephthalate (PET) | none | mass | 2013 | kg | MWp | none | none | none | literature_id: 32 | MG_MC_RE_Tchnologies
use phase - electricity infrastructure | Generation - PV PERC (ground mounted) | module | 2025 | China | polyvinyl fluoride | none | mass | 917 | kg | MWp | none | none | none | literature_id: 32 | MG_MC_RE_Tchnologies
use phase - electricity infrastructure | Generation - PV PERC (ground mounted) | module | 2025 | China | acrylic foam | none | mass | 188 | kg | MWp | none | none | none | literature_id: 32 | MG_MC_RE_Tchnologies
use phase - electricity infrastructure | Generation - PV PERC (ground mounted) | mounting structure | 2025 | Germany | steel | none | mass | 371 | kg | MWp | none | none | none | literature_id: 32 | MG_MC_RE_Tchnologies
use phase - electricity infrastructure | Generation - PV PERC (ground mounted) | mounting structure | 2025 | Germany | stainless steel | none | mass | 15 | kg | MWp | none | none | none | literature_id: 32 | MG_MC_RE_Tchnologies
use phase - electricity infrastructure | Generation - PV PERC (ground mounted) | mounting structure | 2025 | Germany | aluminium | none | mass | 241 | kg | MWp | none | none | none | literature_id: 32 | MG_MC_RE_Tchnologies
use phase - electricity infrastructure | Generation - PV PERC (ground mounted) | cable | 2025 | Germany | copper | none | mass | 1186 | kg | MWp | none | none | none | literature_id: 32 | MG_MC_RE_Tchnologies
use phase - electricity infrastructure | Generation - PV PERC (ground mounted) | inverter | 2025 | Germany | steel | none | mass | 94 | kg | MWp | none | none | none | literature_id: 32 | MG_MC_RE_Tchnologies
use phase - electricity infrastructure | Generation - PV PERC (ground mounted) | inverter | 2025 | Germany | aluminium | none | mass | 543 | kg | MWp | none | none | none | literature_id: 32 | MG_MC_RE_Tchnologies
use phase - electricity infrastructure | Generation - PV PERC (ground mounted) | inverter | 2025 | Germany | copper | none | mass | 288 | kg | MWp | none | none | none | literature_id: 32 | MG_MC_RE_Tchnologies
use phase - electricity infrastructure | Generation - PV PERC (ground mounted) | inverter | 2025 | Germany | printed circuit board | none | mass | 103 | kg | MWp | none | none | none | literature_id: 32 | MG_MC_RE_Tchnologies
use phase - electricity infrastructure | Generation - PV PERC (ground mounted) | module (cell) | 2030 | China | aluminium | none | mass | 149 | kg | MWp | none | none | none | literature_id: 32 | MG_MC_RE_Tchnologies
use phase - electricity infrastructure | Generation - PV PERC (ground mounted) | module (frame) | 2030 | China | aluminium | none | mass | 7098 | kg | MWp | none | none | none | literature_id: 32 | MG_MC_RE_Tchnologies
use phase - electricity infrastructure | Generation - PV PERC (ground mounted) | module | 2030 | China | silver | none | mass | 13 | kg | MWp | none | none | none | literature_id: 32 | MG_MC_RE_Tchnologies
use phase - electricity infrastructure | Generation - PV PERC (ground mounted) | module | 2030 | China | copper | none | mass | 766 | kg | MWp | none | none | none | literature_id: 32 | MG_MC_RE_Tchnologies
use phase - electricity infrastructure | Generation - PV PERC (ground mounted) | module | 2030 | China | lead | none | mass | 0 | kg | MWp | none | none | none | literature_id: 32 | MG_MC_RE_Tchnologies
use phase - electricity infrastructure | Generation - PV PERC (ground mounted) | module | 2030 | China | bismuth | none | mass | 54 | kg | MWp | none | none | none | literature_id: 32 | MG_MC_RE_Tchnologies
use phase - electricity infrastructure | Generation - PV PERC (ground mounted) | module | 2030 | China | silicon | none | mass | 2221 | kg | MWp | none | none | none | literature_id: 32 | MG_MC_RE_Tchnologies
use phase - electricity infrastructure | Generation - PV PERC (ground mounted) | module | 2030 | China | tin | none | mass | 40 | kg | MWp | none | none | none | literature_id: 32 | MG_MC_RE_Tchnologies
use phase - electricity infrastructure | Generation - PV PERC (ground mounted) | module | 2030 | China | glass | none | mass | 36332 | kg | MWp | none | none | none | literature_id: 32 | MG_MC_RE_Tchnologies
use phase - electricity infrastructure | Generation - PV PERC (ground mounted) | module | 2030 | China | ethylene vinyl acetate | none | mass | 4095 | kg | MWp | none | none | none | literature_id: 32 | MG_MC_RE_Tchnologies
use phase - electricity infrastructure | Generation - PV PERC (ground mounted) | module | 2030 | China | polyphenylene ether, polystyrene | none | mass | 429 | kg | MWp | none | none | none | literature_id: 32 | MG_MC_RE_Tchnologies
use phase - electricity infrastructure | Generation - PV PERC (ground mounted) | module | 2030 | China | polyethylene terephthalate (PET) | none | mass | 1888 | kg | MWp | none | none | none | literature_id: 32 | MG_MC_RE_Tchnologies
use phase - electricity infrastructure | Generation - PV PERC (ground mounted) | module | 2030 | China | polyvinyl fluoride | none | mass | 860 | kg | MWp | none | none | none | literature_id: 32 | MG_MC_RE_Tchnologies
use phase - electricity infrastructure | Generation - PV PERC (ground mounted) | module | 2030 | China | acrylic foam | none | mass | 176 | kg | MWp | none | none | none | literature_id: 32 | MG_MC_RE_Tchnologies
use phase - electricity infrastructure | Generation - PV PERC (ground mounted) | mounting structure | 2030 | Germany | steel | none | mass | 438 | kg | MWp | none | none | none | literature_id: 32 | MG_MC_RE_Tchnologies
use phase - electricity infrastructure | Generation - PV PERC (ground mounted) | mounting structure | 2030 | Germany | stainless steel | none | mass | 14 | kg | MWp | none | none | none | literature_id: 32 | MG_MC_RE_Tchnologies
use phase - electricity infrastructure | Generation - PV PERC (ground mounted) | mounting structure | 2030 | Germany | aluminium | none | mass | 226 | kg | MWp | none | none | none | literature_id: 32 | MG_MC_RE_Tchnologies
use phase - electricity infrastructure | Generation - PV PERC (ground mounted) | cable | 2030 | Germany | copper | none | mass | 1113 | kg | MWp | none | none | none | literature_id: 32 | MG_MC_RE_Tchnologies
use phase - electricity infrastructure | Generation - PV PERC (ground mounted) | inverter | 2030 | Germany | steel | none | mass | 94 | kg | MWp | none | none | none | literature_id: 32 | MG_MC_RE_Tchnologies
use phase - electricity infrastructure | Generation - PV PERC (ground mounted) | inverter | 2030 | Germany | aluminium | none | mass | 543 | kg | MWp | none | none | none | literature_id: 32 | MG_MC_RE_Tchnologies
use phase - electricity infrastructure | Generation - PV PERC (ground mounted) | inverter | 2030 | Germany | copper | none | mass | 288 | kg | MWp | none | none | none | literature_id: 32 | MG_MC_RE_Tchnologies
use phase - electricity infrastructure | Generation - PV PERC (ground mounted) | inverter | 2030 | Germany | printed circuit board | none | mass | 103 | kg | MWp | none | none | none | literature_id: 32 | MG_MC_RE_Tchnologies
use phase - electricity infrastructure | Generation - PV PERC (ground mounted) | module (cell) | 2035 | China | aluminium | none | mass | 142 | kg | MWp | none | none | none | literature_id: 32 | MG_MC_RE_Tchnologies
use phase - electricity infrastructure | Generation - PV PERC (ground mounted) | module (frame) | 2035 | China | aluminium | none | mass | 6771 | kg | MWp | none | none | none | literature_id: 32 | MG_MC_RE_Tchnologies
use phase - electricity infrastructure | Generation - PV PERC (ground mounted) | module | 2035 | China | silver | none | mass | 12 | kg | MWp | none | none | none | literature_id: 32 | MG_MC_RE_Tchnologies
use phase - electricity infrastructure | Generation - PV PERC (ground mounted) | module | 2035 | China | copper | none | mass | 731 | kg | MWp | none | none | none | literature_id: 32 | MG_MC_RE_Tchnologies
use phase - electricity infrastructure | Generation - PV PERC (ground mounted) | module | 2035 | China | lead | none | mass | 0 | kg | MWp | none | none | none | literature_id: 32 | MG_MC_RE_Tchnologies
use phase - electricity infrastructure | Generation - PV PERC (ground mounted) | module | 2035 | China | bismuth | none | mass | 51 | kg | MWp | none | none | none | literature_id: 32 | MG_MC_RE_Tchnologies
use phase - electricity infrastructure | Generation - PV PERC (ground mounted) | module | 2035 | China | silicon | none | mass | 1986 | kg | MWp | none | none | none | literature_id: 32 | MG_MC_RE_Tchnologies
use phase - electricity infrastructure | Generation - PV PERC (ground mounted) | module | 2035 | China | tin | none | mass | 38 | kg | MWp | none | none | none | literature_id: 32 | MG_MC_RE_Tchnologies
use phase - electricity infrastructure | Generation - PV PERC (ground mounted) | module | 2035 | China | glass | none | mass | 34659 | kg | MWp | none | none | none | literature_id: 32 | MG_MC_RE_Tchnologies
use phase - electricity infrastructure | Generation - PV PERC (ground mounted) | module | 2035 | China | ethylene vinyl acetate | none | mass | 3906 | kg | MWp | none | none | none | literature_id: 32 | MG_MC_RE_Tchnologies
use phase - electricity infrastructure | Generation - PV PERC (ground mounted) | module | 2035 | China | polyphenylene ether, polystyrene | none | mass | 409 | kg | MWp | none | none | none | literature_id: 32 | MG_MC_RE_Tchnologies
use phase - electricity infrastructure | Generation - PV PERC (ground mounted) | module | 2035 | China | polyethylene terephthalate (PET) | none | mass | 1801 | kg | MWp | none | none | none | literature_id: 32 | MG_MC_RE_Tchnologies
use phase - electricity infrastructure | Generation - PV PERC (ground mounted) | module | 2035 | China | polyvinyl fluoride | none | mass | 821 | kg | MWp | none | none | none | literature_id: 32 | MG_MC_RE_Tchnologies
use phase - electricity infrastructure | Generation - PV PERC (ground mounted) | module | 2035 | China | acrylic foam | none | mass | 168 | kg | MWp | none | none | none | literature_id: 32 | MG_MC_RE_Tchnologies
use phase - electricity infrastructure | Generation - PV PERC (ground mounted) | mounting structure | 2035 | Germany | steel | none | mass | 332 | kg | MWp | none | none | none | literature_id: 32 | MG_MC_RE_Tchnologies
use phase - electricity infrastructure | Generation - PV PERC (ground mounted) | mounting structure | 2035 | Germany | stainless steel | none | mass | 14 | kg | MWp | none | none | none | literature_id: 32 | MG_MC_RE_Tchnologies
use phase - electricity infrastructure | Generation - PV PERC (ground mounted) | mounting structure | 2035 | Germany | aluminium | none | mass | 215 | kg | MWp | none | none | none | literature_id: 32 | MG_MC_RE_Tchnologies
use phase - electricity infrastructure | Generation - PV PERC (ground mounted) | cable | 2035 | Germany | copper | none | mass | 1061 | kg | MWp | none | none | none | literature_id: 32 | MG_MC_RE_Tchnologies
use phase - electricity infrastructure | Generation - PV PERC (ground mounted) | inverter | 2035 | Germany | steel | none | mass | 94 | kg | MWp | none | none | none | literature_id: 32 | MG_MC_RE_Tchnologies
use phase - electricity infrastructure | Generation - PV PERC (ground mounted) | inverter | 2035 | Germany | aluminium | none | mass | 543 | kg | MWp | none | none | none | literature_id: 32 | MG_MC_RE_Tchnologies
use phase - electricity infrastructure | Generation - PV PERC (ground mounted) | inverter | 2035 | Germany | copper | none | mass | 288 | kg | MWp | none | none | none | literature_id: 32 | MG_MC_RE_Tchnologies
use phase - electricity infrastructure | Generation - PV PERC (ground mounted) | inverter | 2035 | Germany | printed circuit board | none | mass | 103 | kg | MWp | none | none | none | literature_id: 32 | MG_MC_RE_Tchnologies
use phase - electricity infrastructure | Generation - PV PERC (ground mounted) | module (cell) | 2040 | China | aluminium | none | mass | 134 | kg | MWp | none | none | none | literature_id: 32 | MG_MC_RE_Tchnologies
use phase - electricity infrastructure | Generation - PV PERC (ground mounted) | module (frame) | 2040 | China | aluminium | none | mass | 0 | kg | MWp | none | none | none | literature_id: 32 | MG_MC_RE_Tchnologies
use phase - electricity infrastructure | Generation - PV PERC (ground mounted) | module | 2040 | China | silver | none | mass | 10 | kg | MWp | none | none | none | literature_id: 32 | MG_MC_RE_Tchnologies
use phase - electricity infrastructure | Generation - PV PERC (ground mounted) | module | 2040 | China | copper | none | mass | 689 | kg | MWp | none | none | none | literature_id: 32 | MG_MC_RE_Tchnologies
use phase - electricity infrastructure | Generation - PV PERC (ground mounted) | module | 2040 | China | lead | none | mass | 0 | kg | MWp | none | none | none | literature_id: 32 | MG_MC_RE_Tchnologies
use phase - electricity infrastructure | Generation - PV PERC (ground mounted) | module | 2040 | China | bismuth | none | mass | 48 | kg | MWp | none | none | none | literature_id: 32 | MG_MC_RE_Tchnologies
use phase - electricity infrastructure | Generation - PV PERC (ground mounted) | module | 2040 | China | silicon | none | mass | 1780 | kg | MWp | none | none | none | literature_id: 32 | MG_MC_RE_Tchnologies
use phase - electricity infrastructure | Generation - PV PERC (ground mounted) | module | 2040 | China | tin | none | mass | 36 | kg | MWp | none | none | none | literature_id: 32 | MG_MC_RE_Tchnologies
use phase - electricity infrastructure | Generation - PV PERC (ground mounted) | module | 2040 | China | glass | none | mass | 32679 | kg | MWp | none | none | none | literature_id: 32 | MG_MC_RE_Tchnologies
use phase - electricity infrastructure | Generation - PV PERC (ground mounted) | module | 2040 | China | ethylene vinyl acetate | none | mass | 3683 | kg | MWp | none | none | none | literature_id: 32 | MG_MC_RE_Tchnologies
use phase - electricity infrastructure | Generation - PV PERC (ground mounted) | module | 2040 | China | polyphenylene ether, polystyrene | none | mass | 386 | kg | MWp | none | none | none | literature_id: 32 | MG_MC_RE_Tchnologies
use phase - electricity infrastructure | Generation - PV PERC (ground mounted) | module | 2040 | China | polyethylene terephthalate (PET) | none | mass | 1699 | kg | MWp | none | none | none | literature_id: 32 | MG_MC_RE_Tchnologies
use phase - electricity infrastructure | Generation - PV PERC (ground mounted) | module | 2040 | China | polyvinyl fluoride | none | mass | 774 | kg | MWp | none | none | none | literature_id: 32 | MG_MC_RE_Tchnologies
use phase - electricity infrastructure | Generation - PV PERC (ground mounted) | module | 2040 | China | acrylic foam | none | mass | 158 | kg | MWp | none | none | none | literature_id: 32 | MG_MC_RE_Tchnologies
use phase - electricity infrastructure | Generation - PV PERC (ground mounted) | mounting structure | 2040 | Germany | steel | none | mass | 313 | kg | MWp | none | none | none | literature_id: 32 | MG_MC_RE_Tchnologies
use phase - electricity infrastructure | Generation - PV PERC (ground mounted) | mounting structure | 2040 | Germany | stainless steel | none | mass | 13 | kg | MWp | none | none | none | literature_id: 32 | MG_MC_RE_Tchnologies
use phase - electricity infrastructure | Generation - PV PERC (ground mounted) | mounting structure | 2040 | Germany | aluminium | none | mass | 203 | kg | MWp | none | none | none | literature_id: 32 | MG_MC_RE_Tchnologies
use phase - electricity infrastructure | Generation - PV PERC (ground mounted) | cable | 2040 | Germany | copper | none | mass | 1001 | kg | MWp | none | none | none | literature_id: 32 | MG_MC_RE_Tchnologies
use phase - electricity infrastructure | Generation - PV PERC (ground mounted) | inverter | 2040 | Germany | steel | none | mass | 94 | kg | MWp | none | none | none | literature_id: 32 | MG_MC_RE_Tchnologies
use phase - electricity infrastructure | Generation - PV PERC (ground mounted) | inverter | 2040 | Germany | aluminium | none | mass | 543 | kg | MWp | none | none | none | literature_id: 32 | MG_MC_RE_Tchnologies
use phase - electricity infrastructure | Generation - PV PERC (ground mounted) | inverter | 2040 | Germany | copper | none | mass | 288 | kg | MWp | none | none | none | literature_id: 32 | MG_MC_RE_Tchnologies
use phase - electricity infrastructure | Generation - PV PERC (ground mounted) | inverter | 2040 | Germany | printed circuit board | none | mass | 103 | kg | MWp | none | none | none | literature_id: 32 | MG_MC_RE_Tchnologies
use phase - electricity infrastructure | Generation - PV PERC (ground mounted) | module (cell) | 2045 | China | aluminium | none | mass | 130 | kg | MWp | none | none | none | literature_id: 32 | MG_MC_RE_Tchnologies
use phase - electricity infrastructure | Generation - PV PERC (ground mounted) | module (frame) | 2045 | China | aluminium | none | mass | 0 | kg | MWp | none | none | none | literature_id: 32 | MG_MC_RE_Tchnologies
use phase - electricity infrastructure | Generation - PV PERC (ground mounted) | module | 2045 | China | silver | none | mass | 8 | kg | MWp | none | none | none | literature_id: 32 | MG_MC_RE_Tchnologies
use phase - electricity infrastructure | Generation - PV PERC (ground mounted) | module | 2045 | China | copper | none | mass | 670 | kg | MWp | none | none | none | literature_id: 32 | MG_MC_RE_Tchnologies
use phase - electricity infrastructure | Generation - PV PERC (ground mounted) | module | 2045 | China | lead | none | mass | 0 | kg | MWp | none | none | none | literature_id: 32 | MG_MC_RE_Tchnologies
use phase - electricity infrastructure | Generation - PV PERC (ground mounted) | module | 2045 | China | bismuth | none | mass | 47 | kg | MWp | none | none | none | literature_id: 32 | MG_MC_RE_Tchnologies
use phase - electricity infrastructure | Generation - PV PERC (ground mounted) | module | 2045 | China | silicon | none | mass | 1683 | kg | MWp | none | none | none | literature_id: 32 | MG_MC_RE_Tchnologies
use phase - electricity infrastructure | Generation - PV PERC (ground mounted) | module | 2045 | China | tin | none | mass | 35 | kg | MWp | none | none | none | literature_id: 32 | MG_MC_RE_Tchnologies
use phase - electricity infrastructure | Generation - PV PERC (ground mounted) | module | 2045 | China | glass | none | mass | 31791 | kg | MWp | none | none | none | literature_id: 32 | MG_MC_RE_Tchnologies
use phase - electricity infrastructure | Generation - PV PERC (ground mounted) | module | 2045 | China | ethylene vinyl acetate | none | mass | 3583 | kg | MWp | none | none | none | literature_id: 32 | MG_MC_RE_Tchnologies
use phase - electricity infrastructure | Generation - PV PERC (ground mounted) | module | 2045 | China | polyphenylene ether, polystyrene | none | mass | 375 | kg | MWp | none | none | none | literature_id: 32 | MG_MC_RE_Tchnologies
use phase - electricity infrastructure | Generation - PV PERC (ground mounted) | module | 2045 | China | polyethylene terephthalate (PET) | none | mass | 1652 | kg | MWp | none | none | none | literature_id: 32 | MG_MC_RE_Tchnologies
use phase - electricity infrastructure | Generation - PV PERC (ground mounted) | module | 2045 | China | polyvinyl fluoride | none | mass | 753 | kg | MWp | none | none | none | literature_id: 32 | MG_MC_RE_Tchnologies
use phase - electricity infrastructure | Generation - PV PERC (ground mounted) | module | 2045 | China | acrylic foam | none | mass | 154 | kg | MWp | none | none | none | literature_id: 32 | MG_MC_RE_Tchnologies
use phase - electricity infrastructure | Generation - PV PERC (ground mounted) | mounting structure | 2045 | Germany | steel | none | mass | 305 | kg | MWp | none | none | none | literature_id: 32 | MG_MC_RE_Tchnologies
use phase - electricity infrastructure | Generation - PV PERC (ground mounted) | mounting structure | 2045 | Germany | stainless steel | none | mass | 13 | kg | MWp | none | none | none | literature_id: 32 | MG_MC_RE_Tchnologies
use phase - electricity infrastructure | Generation - PV PERC (ground mounted) | mounting structure | 2045 | Germany | aluminium | none | mass | 197 | kg | MWp | none | none | none | literature_id: 32 | MG_MC_RE_Tchnologies
use phase - electricity infrastructure | Generation - PV PERC (ground mounted) | cable | 2045 | Germany | copper | none | mass | 974 | kg | MWp | none | none | none | literature_id: 32 | MG_MC_RE_Tchnologies
use phase - electricity infrastructure | Generation - PV PERC (ground mounted) | inverter | 2045 | Germany | steel | none | mass | 94 | kg | MWp | none | none | none | literature_id: 32 | MG_MC_RE_Tchnologies
use phase - electricity infrastructure | Generation - PV PERC (ground mounted) | inverter | 2045 | Germany | aluminium | none | mass | 543 | kg | MWp | none | none | none | literature_id: 32 | MG_MC_RE_Tchnologies
use phase - electricity infrastructure | Generation - PV PERC (ground mounted) | inverter | 2045 | Germany | copper | none | mass | 288 | kg | MWp | none | none | none | literature_id: 32 | MG_MC_RE_Tchnologies
use phase - electricity infrastructure | Generation - PV PERC (ground mounted) | inverter | 2045 | Germany | printed circuit board | none | mass | 103 | kg | MWp | none | none | none | literature_id: 32 | MG_MC_RE_Tchnologies
use phase - electricity infrastructure | Generation - PV PERC (ground mounted) | module (cell) | 2050 | China | aluminium | none | mass | 130 | kg | MWp | none | none | none | literature_id: 32 | MG_MC_RE_Tchnologies
use phase - electricity infrastructure | Generation - PV PERC (ground mounted) | module (frame) | 2050 | China | aluminium | none | mass | 0 | kg | MWp | none | none | none | literature_id: 32 | MG_MC_RE_Tchnologies
use phase - electricity infrastructure | Generation - PV PERC (ground mounted) | module | 2050 | China | silver | none | mass | 7 | kg | MWp | none | none | none | literature_id: 32 | MG_MC_RE_Tchnologies
use phase - electricity infrastructure | Generation - PV PERC (ground mounted) | module | 2050 | China | copper | none | mass | 670 | kg | MWp | none | none | none | literature_id: 32 | MG_MC_RE_Tchnologies
use phase - electricity infrastructure | Generation - PV PERC (ground mounted) | module | 2050 | China | lead | none | mass | 0 | kg | MWp | none | none | none | literature_id: 32 | MG_MC_RE_Tchnologies
use phase - electricity infrastructure | Generation - PV PERC (ground mounted) | module | 2050 | China | bismuth | none | mass | 47 | kg | MWp | none | none | none | literature_id: 32 | MG_MC_RE_Tchnologies
use phase - electricity infrastructure | Generation - PV PERC (ground mounted) | module | 2050 | China | silicon | none | mass | 1666 | kg | MWp | none | none | none | literature_id: 32 | MG_MC_RE_Tchnologies
use phase - electricity infrastructure | Generation - PV PERC (ground mounted) | module | 2050 | China | tin | none | mass | 35 | kg | MWp | none | none | none | literature_id: 32 | MG_MC_RE_Tchnologies
use phase - electricity infrastructure | Generation - PV PERC (ground mounted) | module | 2050 | China | glass | none | mass | 31791 | kg | MWp | none | none | none | literature_id: 32 | MG_MC_RE_Tchnologies
use phase - electricity infrastructure | Generation - PV PERC (ground mounted) | module | 2050 | China | ethylene vinyl acetate | none | mass | 3583 | kg | MWp | none | none | none | literature_id: 32 | MG_MC_RE_Tchnologies
use phase - electricity infrastructure | Generation - PV PERC (ground mounted) | module | 2050 | China | polyphenylene ether, polystyrene | none | mass | 375 | kg | MWp | none | none | none | literature_id: 32 | MG_MC_RE_Tchnologies
use phase - electricity infrastructure | Generation - PV PERC (ground mounted) | module | 2050 | China | polyethylene terephthalate (PET) | none | mass | 1652 | kg | MWp | none | none | none | literature_id: 32 | MG_MC_RE_Tchnologies
use phase - electricity infrastructure | Generation - PV PERC (ground mounted) | module | 2050 | China | polyvinyl fluoride | none | mass | 753 | kg | MWp | none | none | none | literature_id: 32 | MG_MC_RE_Tchnologies
use phase - electricity infrastructure | Generation - PV PERC (ground mounted) | module | 2050 | China | acrylic foam | none | mass | 154 | kg | MWp | none | none | none | literature_id: 32 | MG_MC_RE_Tchnologies
use phase - electricity infrastructure | Generation - PV PERC (ground mounted) | mounting structure | 2050 | Germany | steel | none | mass | 305 | kg | MWp | none | none | none | literature_id: 32 | MG_MC_RE_Tchnologies
use phase - electricity infrastructure | Generation - PV PERC (ground mounted) | mounting structure | 2050 | Germany | stainless steel | none | mass | 13 | kg | MWp | none | none | none | literature_id: 32 | MG_MC_RE_Tchnologies
use phase - electricity infrastructure | Generation - PV PERC (ground mounted) | mounting structure | 2050 | Germany | aluminium | none | mass | 197 | kg | MWp | none | none | none | literature_id: 32 | MG_MC_RE_Tchnologies
use phase - electricity infrastructure | Generation - PV PERC (ground mounted) | cable | 2050 | Germany | copper | none | mass | 974 | kg | MWp | none | none | none | literature_id: 32 | MG_MC_RE_Tchnologies
use phase - electricity infrastructure | Generation - PV PERC (ground mounted) | inverter | 2050 | Germany | steel | none | mass | 94 | kg | MWp | none | none | none | literature_id: 32 | MG_MC_RE_Tchnologies
use phase - electricity infrastructure | Generation - PV PERC (ground mounted) | inverter | 2050 | Germany | aluminium | none | mass | 543 | kg | MWp | none | none | none | literature_id: 32 | MG_MC_RE_Tchnologies
use phase - electricity infrastructure | Generation - PV PERC (ground mounted) | inverter | 2050 | Germany | copper | none | mass | 288 | kg | MWp | none | none | none | literature_id: 32 | MG_MC_RE_Tchnologies
use phase - electricity infrastructure | Generation - PV PERC (ground mounted) | inverter | 2050 | Germany | printed circuit board | none | mass | 103 | kg | MWp | none | none | none | literature_id: 32 | MG_MC_RE_Tchnologies
use phase - electricity infrastructure | Generation - PV SHJ (rooftop) | module | 2018 | China | silver | none | mass | 184 | kg | MWp | none | none | none | literature_id: 32 | MG_MC_RE_Tchnologies
use phase - electricity infrastructure | Generation - PV SHJ (rooftop) | module | 2018 | China | copper | none | mass | 21 | kg | MWp | none | none | none | literature_id: 32 | MG_MC_RE_Tchnologies
use phase - electricity infrastructure | Generation - PV SHJ (rooftop) | module | 2018 | China | lead | none | mass | 946 | kg | MWp | none | none | none | literature_id: 32 | MG_MC_RE_Tchnologies
use phase - electricity infrastructure | Generation - PV SHJ (rooftop) | module | 2018 | China | bismuth | none | mass | 62 | kg | MWp | none | none | none | literature_id: 32 | MG_MC_RE_Tchnologies
use phase - electricity infrastructure | Generation - PV SHJ (rooftop) | module | 2018 | China | silicon | none | mass | 0 | kg | MWp | none | none | none | literature_id: 32 | MG_MC_RE_Tchnologies
use phase - electricity infrastructure | Generation - PV SHJ (rooftop) | module | 2018 | China | tin | none | mass | 3430 | kg | MWp | none | none | none | literature_id: 32 | MG_MC_RE_Tchnologies
use phase - electricity infrastructure | Generation - PV SHJ (rooftop) | module, transparent conductive oxide layer (TCO) | 2018 | China | indium | none | mass | 59 | kg | MWp | none | none | none | literature_id: 32 | MG_MC_RE_Tchnologies
use phase - electricity infrastructure | Generation - PV SHJ (rooftop) | module, transparent conductive oxide layer (TCO) | 2018 | China | tin | none | mass | 44881 | kg | MWp | none | none | none | literature_id: 32 | MG_MC_RE_Tchnologies
use phase - electricity infrastructure | Generation - PV SHJ (rooftop) | module, transparent conductive oxide layer (TCO) | 2018 | China | zinc | none | mass | 5058 | kg | MWp | none | none | none | literature_id: 32 | MG_MC_RE_Tchnologies
use phase - electricity infrastructure | Generation - PV SHJ (rooftop) | module, transparent conductive oxide layer (TCO) | 2018 | China | aluminium | none | mass | 530 | kg | MWp | none | none | none | literature_id: 32 | MG_MC_RE_Tchnologies
use phase - electricity infrastructure | Generation - PV SHJ (rooftop) | module (frame) | 2018 | China | aluminium | none | mass | 2333 | kg | MWp | none | none | none | literature_id: 32 | MG_MC_RE_Tchnologies
use phase - electricity infrastructure | Generation - PV SHJ (rooftop) | mounting structure | 2018 | Germany | stainless steel | none | mass | 43 | kg | MWp | none | none | none | literature_id: 32 | MG_MC_RE_Tchnologies
use phase - electricity infrastructure | Generation - PV SHJ (rooftop) | mounting structure | 2018 | Germany | aluminium | none | mass | 53 | kg | MWp | none | none | none | literature_id: 32 | MG_MC_RE_Tchnologies
use phase - electricity infrastructure | Generation - PV SHJ (rooftop) | cable | 2018 | Germany | copper | none | mass | 792 | kg | MWp | none | none | none | literature_id: 32 | MG_MC_RE_Tchnologies
use phase - electricity infrastructure | Generation - PV SHJ (rooftop) | inverter | 2018 | Germany | steel | none | mass | 156 | kg | MWp | none | none | none | literature_id: 32 | MG_MC_RE_Tchnologies
use phase - electricity infrastructure | Generation - PV SHJ (rooftop) | inverter | 2018 | Germany | aluminium | none | mass | 1364 | kg | MWp | none | none | none | literature_id: 32 | MG_MC_RE_Tchnologies
use phase - electricity infrastructure | Generation - PV SHJ (rooftop) | inverter | 2018 | Germany | copper | none | mass | 501 | kg | MWp | none | none | none | literature_id: 32 | MG_MC_RE_Tchnologies
use phase - electricity infrastructure | Generation - PV SHJ (rooftop) | inverter | 2018 | Germany | printed circuit board | none | mass | 225 | kg | MWp | none | none | none | literature_id: 32 | MG_MC_RE_Tchnologies
use phase - electricity infrastructure | Generation - PV SHJ (rooftop) | module | 2020 | China | silver | none | mass | 60 | kg | MWp | none | none | none | literature_id: 32 | MG_MC_RE_Tchnologies
use phase - electricity infrastructure | Generation - PV SHJ (rooftop) | module | 2020 | China | copper | none | mass | 946 | kg | MWp | none | none | none | literature_id: 32 | MG_MC_RE_Tchnologies
use phase - electricity infrastructure | Generation - PV SHJ (rooftop) | module | 2020 | China | lead | none | mass | 62 | kg | MWp | none | none | none | literature_id: 32 | MG_MC_RE_Tchnologies
use phase - electricity infrastructure | Generation - PV SHJ (rooftop) | module | 2020 | China | bismuth | none | mass | 0 | kg | MWp | none | none | none | literature_id: 32 | MG_MC_RE_Tchnologies
use phase - electricity infrastructure | Generation - PV SHJ (rooftop) | module | 2020 | China | silicon | none | mass | 3144 | kg | MWp | none | none | none | literature_id: 32 | MG_MC_RE_Tchnologies
use phase - electricity infrastructure | Generation - PV SHJ (rooftop) | module | 2020 | China | tin | none | mass | 61 | kg | MWp | none | none | none | literature_id: 32 | MG_MC_RE_Tchnologies
use phase - electricity infrastructure | Generation - PV SHJ (rooftop) | module, transparent conductive oxide layer (TCO) | 2020 | China | indium | none | mass | 45782 | kg | MWp | none | none | none | literature_id: 32 | MG_MC_RE_Tchnologies
use phase - electricity infrastructure | Generation - PV SHJ (rooftop) | module, transparent conductive oxide layer (TCO) | 2020 | China | tin | none | mass | 0.6 | kg | MWp | none | none | none | literature_id: 32 | MG_MC_RE_Tchnologies
use phase - electricity infrastructure | Generation - PV SHJ (rooftop) | module, transparent conductive oxide layer (TCO) | 2020 | China | zinc | none | mass | 0 | kg | MWp | none | none | none | literature_id: 32 | MG_MC_RE_Tchnologies
use phase - electricity infrastructure | Generation - PV SHJ (rooftop) | module, transparent conductive oxide layer (TCO) | 2020 | China | aluminium | none | mass | 0 | kg | MWp | none | none | none | literature_id: 32 | MG_MC_RE_Tchnologies
use phase - electricity infrastructure | Generation - PV SHJ (rooftop) | module (frame) | 2020 | China | aluminium | none | mass | 11111 | kg | MWp | none | none | none | literature_id: 32 | MG_MC_RE_Tchnologies
use phase - electricity infrastructure | Generation - PV SHJ (rooftop) | mounting structure | 2020 | Germany | stainless steel | none | mass | 36 | kg | MWp | none | none | none | literature_id: 32 | MG_MC_RE_Tchnologies
use phase - electricity infrastructure | Generation - PV SHJ (rooftop) | mounting structure | 2020 | Germany | aluminium | none | mass | 45 | kg | MWp | none | none | none | literature_id: 32 | MG_MC_RE_Tchnologies
use phase - electricity infrastructure | Generation - PV SHJ (rooftop) | cable | 2020 | Germany | copper | none | mass | 673 | kg | MWp | none | none | none | literature_id: 32 | MG_MC_RE_Tchnologies
use phase - electricity infrastructure | Generation - PV SHJ (rooftop) | inverter | 2020 | Germany | steel | none | mass | 156 | kg | MWp | none | none | none | literature_id: 32 | MG_MC_RE_Tchnologies
use phase - electricity infrastructure | Generation - PV SHJ (rooftop) | inverter | 2020 | Germany | aluminium | none | mass | 1364 | kg | MWp | none | none | none | literature_id: 32 | MG_MC_RE_Tchnologies
use phase - electricity infrastructure | Generation - PV SHJ (rooftop) | inverter | 2020 | Germany | copper | none | mass | 501 | kg | MWp | none | none | none | literature_id: 32 | MG_MC_RE_Tchnologies
use phase - electricity infrastructure | Generation - PV SHJ (rooftop) | inverter | 2020 | Germany | printed circuit board | none | mass | 225 | kg | MWp | none | none | none | literature_id: 32 | MG_MC_RE_Tchnologies
use phase - electricity infrastructure | Generation - PV SHJ (rooftop) | module | 2025 | China | silver | none | mass | 56 | kg | MWp | none | none | none | literature_id: 32 | MG_MC_RE_Tchnologies
use phase - electricity infrastructure | Generation - PV SHJ (rooftop) | module | 2025 | China | copper | none | mass | 922 | kg | MWp | none | none | none | literature_id: 32 | MG_MC_RE_Tchnologies
use phase - electricity infrastructure | Generation - PV SHJ (rooftop) | module | 2025 | China | lead | none | mass | 60 | kg | MWp | none | none | none | literature_id: 32 | MG_MC_RE_Tchnologies
use phase - electricity infrastructure | Generation - PV SHJ (rooftop) | module | 2025 | China | bismuth | none | mass | 0 | kg | MWp | none | none | none | literature_id: 32 | MG_MC_RE_Tchnologies
use phase - electricity infrastructure | Generation - PV SHJ (rooftop) | module | 2025 | China | silicon | none | mass | 2934 | kg | MWp | none | none | none | literature_id: 32 | MG_MC_RE_Tchnologies
use phase - electricity infrastructure | Generation - PV SHJ (rooftop) | module | 2025 | China | tin | none | mass | 59 | kg | MWp | none | none | none | literature_id: 32 | MG_MC_RE_Tchnologies
use phase - electricity infrastructure | Generation - PV SHJ (rooftop) | module, transparent conductive oxide layer (TCO) | 2025 | China | indium | none | mass | 45752 | kg | MWp | none | none | none | literature_id: 32 | MG_MC_RE_Tchnologies
use phase - electricity infrastructure | Generation - PV SHJ (rooftop) | module, transparent conductive oxide layer (TCO) | 2025 | China | tin | none | mass | 0.6 | kg | MWp | none | none | none | literature_id: 32 | MG_MC_RE_Tchnologies
use phase - electricity infrastructure | Generation - PV SHJ (rooftop) | module, transparent conductive oxide layer (TCO) | 2025 | China | zinc | none | mass | 0 | kg | MWp | none | none | none | literature_id: 32 | MG_MC_RE_Tchnologies
use phase - electricity infrastructure | Generation - PV SHJ (rooftop) | module, transparent conductive oxide layer (TCO) | 2025 | China | aluminium | none | mass | 0 | kg | MWp | none | none | none | literature_id: 32 | MG_MC_RE_Tchnologies
use phase - electricity infrastructure | Generation - PV SHJ (rooftop) | module (frame) | 2025 | China | aluminium | none | mass | 10830 | kg | MWp | none | none | none | literature_id: 32 | MG_MC_RE_Tchnologies
use phase - electricity infrastructure | Generation - PV SHJ (rooftop) | mounting structure | 2025 | Germany | stainless steel | none | mass | 35 | kg | MWp | none | none | none | literature_id: 32 | MG_MC_RE_Tchnologies
use phase - electricity infrastructure | Generation - PV SHJ (rooftop) | mounting structure | 2025 | Germany | aluminium | none | mass | 44 | kg | MWp | none | none | none | literature_id: 32 | MG_MC_RE_Tchnologies
use phase - electricity infrastructure | Generation - PV SHJ (rooftop) | cable | 2025 | Germany | copper | none | mass | 656 | kg | MWp | none | none | none | literature_id: 32 | MG_MC_RE_Tchnologies
use phase - electricity infrastructure | Generation - PV SHJ (rooftop) | inverter | 2025 | Germany | steel | none | mass | 156 | kg | MWp | none | none | none | literature_id: 32 | MG_MC_RE_Tchnologies
use phase - electricity infrastructure | Generation - PV SHJ (rooftop) | inverter | 2025 | Germany | aluminium | none | mass | 1364 | kg | MWp | none | none | none | literature_id: 32 | MG_MC_RE_Tchnologies
use phase - electricity infrastructure | Generation - PV SHJ (rooftop) | inverter | 2025 | Germany | copper | none | mass | 501 | kg | MWp | none | none | none | literature_id: 32 | MG_MC_RE_Tchnologies
use phase - electricity infrastructure | Generation - PV SHJ (rooftop) | inverter | 2025 | Germany | printed circuit board | none | mass | 225 | kg | MWp | none | none | none | literature_id: 32 | MG_MC_RE_Tchnologies
use phase - electricity infrastructure | Generation - PV SHJ (rooftop) | module | 2030 | China | silver | none | mass | 47 | kg | MWp | none | none | none | literature_id: 32 | MG_MC_RE_Tchnologies
use phase - electricity infrastructure | Generation - PV SHJ (rooftop) | module | 2030 | China | copper | none | mass | 873 | kg | MWp | none | none | none | literature_id: 32 | MG_MC_RE_Tchnologies
use phase - electricity infrastructure | Generation - PV SHJ (rooftop) | module | 2030 | China | lead | none | mass | 57 | kg | MWp | none | none | none | literature_id: 32 | MG_MC_RE_Tchnologies
use phase - electricity infrastructure | Generation - PV SHJ (rooftop) | module | 2030 | China | bismuth | none | mass | 0 | kg | MWp | none | none | none | literature_id: 32 | MG_MC_RE_Tchnologies
use phase - electricity infrastructure | Generation - PV SHJ (rooftop) | module | 2030 | China | silicon | none | mass | 2505 | kg | MWp | none | none | none | literature_id: 32 | MG_MC_RE_Tchnologies
use phase - electricity infrastructure | Generation - PV SHJ (rooftop) | module | 2030 | China | tin | none | mass | 56 | kg | MWp | none | none | none | literature_id: 32 | MG_MC_RE_Tchnologies
use phase - electricity infrastructure | Generation - PV SHJ (rooftop) | module, transparent conductive oxide layer (TCO) | 2030 | China | indium | none | mass | 45662 | kg | MWp | none | none | none | literature_id: 32 | MG_MC_RE_Tchnologies
use phase - electricity infrastructure | Generation - PV SHJ (rooftop) | module, transparent conductive oxide layer (TCO) | 2030 | China | tin | none | mass | 0.6 | kg | MWp | none | none | none | literature_id: 32 | MG_MC_RE_Tchnologies
use phase - electricity infrastructure | Generation - PV SHJ (rooftop) | module, transparent conductive oxide layer (TCO) | 2030 | China | zinc | none | mass | 0 | kg | MWp | none | none | none | literature_id: 32 | MG_MC_RE_Tchnologies
use phase - electricity infrastructure | Generation - PV SHJ (rooftop) | module, transparent conductive oxide layer (TCO) | 2030 | China | aluminium | none | mass | 0 | kg | MWp | none | none | none | literature_id: 32 | MG_MC_RE_Tchnologies
use phase - electricity infrastructure | Generation - PV SHJ (rooftop) | module (frame) | 2030 | China | aluminium | none | mass | 10251 | kg | MWp | none | none | none | literature_id: 32 | MG_MC_RE_Tchnologies
use phase - electricity infrastructure | Generation - PV SHJ (rooftop) | mounting structure | 2030 | Germany | stainless steel | none | mass | 33 | kg | MWp | none | none | none | literature_id: 32 | MG_MC_RE_Tchnologies
use phase - electricity infrastructure | Generation - PV SHJ (rooftop) | mounting structure | 2030 | Germany | aluminium | none | mass | 41 | kg | MWp | none | none | none | literature_id: 32 | MG_MC_RE_Tchnologies
use phase - electricity infrastructure | Generation - PV SHJ (rooftop) | cable | 2030 | Germany | copper | none | mass | 621 | kg | MWp | none | none | none | literature_id: 32 | MG_MC_RE_Tchnologies
use phase - electricity infrastructure | Generation - PV SHJ (rooftop) | inverter | 2030 | Germany | steel | none | mass | 156 | kg | MWp | none | none | none | literature_id: 32 | MG_MC_RE_Tchnologies
use phase - electricity infrastructure | Generation - PV SHJ (rooftop) | inverter | 2030 | Germany | aluminium | none | mass | 1364 | kg | MWp | none | none | none | literature_id: 32 | MG_MC_RE_Tchnologies
use phase - electricity infrastructure | Generation - PV SHJ (rooftop) | inverter | 2030 | Germany | copper | none | mass | 501 | kg | MWp | none | none | none | literature_id: 32 | MG_MC_RE_Tchnologies
use phase - electricity infrastructure | Generation - PV SHJ (rooftop) | inverter | 2030 | Germany | printed circuit board | none | mass | 225 | kg | MWp | none | none | none | literature_id: 32 | MG_MC_RE_Tchnologies
use phase - electricity infrastructure | Generation - PV SHJ (rooftop) | module | 2035 | China | silver | none | mass | 39 | kg | MWp | none | none | none | literature_id: 32 | MG_MC_RE_Tchnologies
use phase - electricity infrastructure | Generation - PV SHJ (rooftop) | module | 2035 | China | copper | none | mass | 835 | kg | MWp | none | none | none | literature_id: 32 | MG_MC_RE_Tchnologies
use phase - electricity infrastructure | Generation - PV SHJ (rooftop) | module | 2035 | China | lead | none | mass | 0 | kg | MWp | none | none | none | literature_id: 32 | MG_MC_RE_Tchnologies
use phase - electricity infrastructure | Generation - PV SHJ (rooftop) | module | 2035 | China | bismuth | none | mass | 69 | kg | MWp | none | none | none | literature_id: 32 | MG_MC_RE_Tchnologies
use phase - electricity infrastructure | Generation - PV SHJ (rooftop) | module | 2035 | China | silicon | none | mass | 2193 | kg | MWp | none | none | none | literature_id: 32 | MG_MC_RE_Tchnologies
use phase - electricity infrastructure | Generation - PV SHJ (rooftop) | module | 2035 | China | tin | none | mass | 39 | kg | MWp | none | none | none | literature_id: 32 | MG_MC_RE_Tchnologies
use phase - electricity infrastructure | Generation - PV SHJ (rooftop) | module, transparent conductive oxide layer (TCO) | 2035 | China | indium | none | mass | 45904 | kg | MWp | none | none | none | literature_id: 32 | MG_MC_RE_Tchnologies
use phase - electricity infrastructure | Generation - PV SHJ (rooftop) | module, transparent conductive oxide layer (TCO) | 2035 | China | tin | none | mass | 0.5 | kg | MWp | none | none | none | literature_id: 32 | MG_MC_RE_Tchnologies
use phase - electricity infrastructure | Generation - PV SHJ (rooftop) | module, transparent conductive oxide layer (TCO) | 2035 | China | zinc | none | mass | 0 | kg | MWp | none | none | none | literature_id: 32 | MG_MC_RE_Tchnologies
use phase - electricity infrastructure | Generation - PV SHJ (rooftop) | module, transparent conductive oxide layer (TCO) | 2035 | China | aluminium | none | mass | 0 | kg | MWp | none | none | none | literature_id: 32 | MG_MC_RE_Tchnologies
use phase - electricity infrastructure | Generation - PV SHJ (rooftop) | module (frame) | 2035 | China | aluminium | none | mass | 9812 | kg | MWp | none | none | none | literature_id: 32 | MG_MC_RE_Tchnologies
use phase - electricity infrastructure | Generation - PV SHJ (rooftop) | mounting structure | 2035 | Germany | stainless steel | none | mass | 32 | kg | MWp | none | none | none | literature_id: 32 | MG_MC_RE_Tchnologies
use phase - electricity infrastructure | Generation - PV SHJ (rooftop) | mounting structure | 2035 | Germany | aluminium | none | mass | 40 | kg | MWp | none | none | none | literature_id: 32 | MG_MC_RE_Tchnologies
use phase - electricity infrastructure | Generation - PV SHJ (rooftop) | cable | 2035 | Germany | copper | none | mass | 595 | kg | MWp | none | none | none | literature_id: 32 | MG_MC_RE_Tchnologies
use phase - electricity infrastructure | Generation - PV SHJ (rooftop) | inverter | 2035 | Germany | steel | none | mass | 156 | kg | MWp | none | none | none | literature_id: 32 | MG_MC_RE_Tchnologies
use phase - electricity infrastructure | Generation - PV SHJ (rooftop) | inverter | 2035 | Germany | aluminium | none | mass | 1364 | kg | MWp | none | none | none | literature_id: 32 | MG_MC_RE_Tchnologies
use phase - electricity infrastructure | Generation - PV SHJ (rooftop) | inverter | 2035 | Germany | copper | none | mass | 501 | kg | MWp | none | none | none | literature_id: 32 | MG_MC_RE_Tchnologies
use phase - electricity infrastructure | Generation - PV SHJ (rooftop) | inverter | 2035 | Germany | printed circuit board | none | mass | 225 | kg | MWp | none | none | none | literature_id: 32 | MG_MC_RE_Tchnologies
use phase - electricity infrastructure | Generation - PV SHJ (rooftop) | module | 2040 | China | silver | none | mass | 32 | kg | MWp | none | none | none | literature_id: 32 | MG_MC_RE_Tchnologies
use phase - electricity infrastructure | Generation - PV SHJ (rooftop) | module | 2040 | China | copper | none | mass | 808 | kg | MWp | none | none | none | literature_id: 32 | MG_MC_RE_Tchnologies
use phase - electricity infrastructure | Generation - PV SHJ (rooftop) | module | 2040 | China | lead | none | mass | 0 | kg | MWp | none | none | none | literature_id: 32 | MG_MC_RE_Tchnologies
use phase - electricity infrastructure | Generation - PV SHJ (rooftop) | module | 2040 | China | bismuth | none | mass | 67 | kg | MWp | none | none | none | literature_id: 32 | MG_MC_RE_Tchnologies
use phase - electricity infrastructure | Generation - PV SHJ (rooftop) | module | 2040 | China | silicon | none | mass | 1928 | kg | MWp | none | none | none | literature_id: 32 | MG_MC_RE_Tchnologies
use phase - electricity infrastructure | Generation - PV SHJ (rooftop) | module | 2040 | China | tin | none | mass | 38 | kg | MWp | none | none | none | literature_id: 32 | MG_MC_RE_Tchnologies
use phase - electricity infrastructure | Generation - PV SHJ (rooftop) | module, transparent conductive oxide layer (TCO) | 2040 | China | indium | none | mass | 0 | kg | MWp | none | none | none | literature_id: 32 | MG_MC_RE_Tchnologies
use phase - electricity infrastructure | Generation - PV SHJ (rooftop) | module, transparent conductive oxide layer (TCO) | 2040 | China | tin | none | mass | 0 | kg | MWp | none | none | none | literature_id: 32 | MG_MC_RE_Tchnologies
use phase - electricity infrastructure | Generation - PV SHJ (rooftop) | module, transparent conductive oxide layer (TCO) | 2040 | China | zinc | none | mass | 45778 | kg | MWp | none | none | none | literature_id: 32 | MG_MC_RE_Tchnologies
use phase - electricity infrastructure | Generation - PV SHJ (rooftop) | module, transparent conductive oxide layer (TCO) | 2040 | China | aluminium | none | mass | 0.02 | kg | MWp | none | none | none | literature_id: 32 | MG_MC_RE_Tchnologies
use phase - electricity infrastructure | Generation - PV SHJ (rooftop) | module (frame) | 2040 | China | aluminium | none | mass | 9487 | kg | MWp | none | none | none | literature_id: 32 | MG_MC_RE_Tchnologies
use phase - electricity infrastructure | Generation - PV SHJ (rooftop) | mounting structure | 2040 | Germany | stainless steel | none | mass | 31 | kg | MWp | none | none | none | literature_id: 32 | MG_MC_RE_Tchnologies
use phase - electricity infrastructure | Generation - PV SHJ (rooftop) | mounting structure | 2040 | Germany | aluminium | none | mass | 38 | kg | MWp | none | none | none | literature_id: 32 | MG_MC_RE_Tchnologies
use phase - electricity infrastructure | Generation - PV SHJ (rooftop) | cable | 2040 | Germany | copper | none | mass | 575 | kg | MWp | none | none | none | literature_id: 32 | MG_MC_RE_Tchnologies
use phase - electricity infrastructure | Generation - PV SHJ (rooftop) | inverter | 2040 | Germany | steel | none | mass | 156 | kg | MWp | none | none | none | literature_id: 32 | MG_MC_RE_Tchnologies
use phase - electricity infrastructure | Generation - PV SHJ (rooftop) | inverter | 2040 | Germany | aluminium | none | mass | 1364 | kg | MWp | none | none | none | literature_id: 32 | MG_MC_RE_Tchnologies
use phase - electricity infrastructure | Generation - PV SHJ (rooftop) | inverter | 2040 | Germany | copper | none | mass | 501 | kg | MWp | none | none | none | literature_id: 32 | MG_MC_RE_Tchnologies
use phase - electricity infrastructure | Generation - PV SHJ (rooftop) | inverter | 2040 | Germany | printed circuit board | none | mass | 225 | kg | MWp | none | none | none | literature_id: 32 | MG_MC_RE_Tchnologies
use phase - electricity infrastructure | Generation - PV SHJ (rooftop) | module | 2045 | China | silver | none | mass | 26 | kg | MWp | none | none | none | literature_id: 32 | MG_MC_RE_Tchnologies
use phase - electricity infrastructure | Generation - PV SHJ (rooftop) | module | 2045 | China | copper | none | mass | 788 | kg | MWp | none | none | none | literature_id: 32 | MG_MC_RE_Tchnologies
use phase - electricity infrastructure | Generation - PV SHJ (rooftop) | module | 2045 | China | lead | none | mass | 0 | kg | MWp | none | none | none | literature_id: 32 | MG_MC_RE_Tchnologies
use phase - electricity infrastructure | Generation - PV SHJ (rooftop) | module | 2045 | China | bismuth | none | mass | 65 | kg | MWp | none | none | none | literature_id: 32 | MG_MC_RE_Tchnologies
use phase - electricity infrastructure | Generation - PV SHJ (rooftop) | module | 2045 | China | silicon | none | mass | 1699 | kg | MWp | none | none | none | literature_id: 32 | MG_MC_RE_Tchnologies
use phase - electricity infrastructure | Generation - PV SHJ (rooftop) | module | 2045 | China | tin | none | mass | 37 | kg | MWp | none | none | none | literature_id: 32 | MG_MC_RE_Tchnologies
use phase - electricity infrastructure | Generation - PV SHJ (rooftop) | module, transparent conductive oxide layer (TCO) | 2045 | China | indium | none | mass | 0 | kg | MWp | none | none | none | literature_id: 32 | MG_MC_RE_Tchnologies
use phase - electricity infrastructure | Generation - PV SHJ (rooftop) | module, transparent conductive oxide layer (TCO) | 2045 | China | tin | none | mass | 0 | kg | MWp | none | none | none | literature_id: 32 | MG_MC_RE_Tchnologies
use phase - electricity infrastructure | Generation - PV SHJ (rooftop) | module, transparent conductive oxide layer (TCO) | 2045 | China | zinc | none | mass | 45748 | kg | MWp | none | none | none | literature_id: 32 | MG_MC_RE_Tchnologies
use phase - electricity infrastructure | Generation - PV SHJ (rooftop) | module, transparent conductive oxide layer (TCO) | 2045 | China | aluminium | none | mass | 0.02 | kg | MWp | none | none | none | literature_id: 32 | MG_MC_RE_Tchnologies
use phase - electricity infrastructure | Generation - PV SHJ (rooftop) | module (frame) | 2045 | China | aluminium | none | mass | 0 | kg | MWp | none | none | none | literature_id: 32 | MG_MC_RE_Tchnologies
use phase - electricity infrastructure | Generation - PV SHJ (rooftop) | mounting structure | 2045 | Germany | stainless steel | none | mass | 30 | kg | MWp | none | none | none | literature_id: 32 | MG_MC_RE_Tchnologies
use phase - electricity infrastructure | Generation - PV SHJ (rooftop) | mounting structure | 2045 | Germany | aluminium | none | mass | 37 | kg | MWp | none | none | none | literature_id: 32 | MG_MC_RE_Tchnologies
use phase - electricity infrastructure | Generation - PV SHJ (rooftop) | cable | 2045 | Germany | copper | none | mass | 561 | kg | MWp | none | none | none | literature_id: 32 | MG_MC_RE_Tchnologies
use phase - electricity infrastructure | Generation - PV SHJ (rooftop) | inverter | 2045 | Germany | steel | none | mass | 156 | kg | MWp | none | none | none | literature_id: 32 | MG_MC_RE_Tchnologies
use phase - electricity infrastructure | Generation - PV SHJ (rooftop) | inverter | 2045 | Germany | aluminium | none | mass | 1364 | kg | MWp | none | none | none | literature_id: 32 | MG_MC_RE_Tchnologies
use phase - electricity infrastructure | Generation - PV SHJ (rooftop) | inverter | 2045 | Germany | copper | none | mass | 501 | kg | MWp | none | none | none | literature_id: 32 | MG_MC_RE_Tchnologies
use phase - electricity infrastructure | Generation - PV SHJ (rooftop) | inverter | 2045 | Germany | printed circuit board | none | mass | 225 | kg | MWp | none | none | none | literature_id: 32 | MG_MC_RE_Tchnologies
use phase - electricity infrastructure | Generation - PV SHJ (rooftop) | module | 2050 | China | silver | none | mass | 20 | kg | MWp | none | none | none | literature_id: 32 | MG_MC_RE_Tchnologies
use phase - electricity infrastructure | Generation - PV SHJ (rooftop) | module | 2050 | China | copper | none | mass | 775 | kg | MWp | none | none | none | literature_id: 32 | MG_MC_RE_Tchnologies
use phase - electricity infrastructure | Generation - PV SHJ (rooftop) | module | 2050 | China | lead | none | mass | 0 | kg | MWp | none | none | none | literature_id: 32 | MG_MC_RE_Tchnologies
use phase - electricity infrastructure | Generation - PV SHJ (rooftop) | module | 2050 | China | bismuth | none | mass | 64 | kg | MWp | none | none | none | literature_id: 32 | MG_MC_RE_Tchnologies
use phase - electricity infrastructure | Generation - PV SHJ (rooftop) | module | 2050 | China | silicon | none | mass | 1531 | kg | MWp | none | none | none | literature_id: 32 | MG_MC_RE_Tchnologies
use phase - electricity infrastructure | Generation - PV SHJ (rooftop) | module | 2050 | China | tin | none | mass | 36 | kg | MWp | none | none | none | literature_id: 32 | MG_MC_RE_Tchnologies
use phase - electricity infrastructure | Generation - PV SHJ (rooftop) | module, transparent conductive oxide layer (TCO) | 2050 | China | indium | none | mass | 0 | kg | MWp | none | none | none | literature_id: 32 | MG_MC_RE_Tchnologies
use phase - electricity infrastructure | Generation - PV SHJ (rooftop) | module, transparent conductive oxide layer (TCO) | 2050 | China | tin | none | mass | 0 | kg | MWp | none | none | none | literature_id: 32 | MG_MC_RE_Tchnologies
use phase - electricity infrastructure | Generation - PV SHJ (rooftop) | module, transparent conductive oxide layer (TCO) | 2050 | China | zinc | none | mass | 45689 | kg | MWp | none | none | none | literature_id: 32 | MG_MC_RE_Tchnologies
use phase - electricity infrastructure | Generation - PV SHJ (rooftop) | module, transparent conductive oxide layer (TCO) | 2050 | China | aluminium | none | mass | 0.02 | kg | MWp | none | none | none | literature_id: 32 | MG_MC_RE_Tchnologies
use phase - electricity infrastructure | Generation - PV SHJ (rooftop) | module (frame) | 2050 | China | aluminium | none | mass | 0 | kg | MWp | none | none | none | literature_id: 32 | MG_MC_RE_Tchnologies
use phase - electricity infrastructure | Generation - PV SHJ (rooftop) | mounting structure | 2050 | Germany | stainless steel | none | mass | 30 | kg | MWp | none | none | none | literature_id: 32 | MG_MC_RE_Tchnologies
use phase - electricity infrastructure | Generation - PV SHJ (rooftop) | mounting structure | 2050 | Germany | aluminium | none | mass | 37 | kg | MWp | none | none | none | literature_id: 32 | MG_MC_RE_Tchnologies
use phase - electricity infrastructure | Generation - PV SHJ (rooftop) | cable | 2050 | Germany | copper | none | mass | 552 | kg | MWp | none | none | none | literature_id: 32 | MG_MC_RE_Tchnologies
use phase - electricity infrastructure | Generation - PV SHJ (rooftop) | inverter | 2050 | Germany | steel | none | mass | 156 | kg | MWp | none | none | none | literature_id: 32 | MG_MC_RE_Tchnologies
use phase - electricity infrastructure | Generation - PV SHJ (rooftop) | inverter | 2050 | Germany | aluminium | none | mass | 1364 | kg | MWp | none | none | none | literature_id: 32 | MG_MC_RE_Tchnologies
use phase - electricity infrastructure | Generation - PV SHJ (rooftop) | inverter | 2050 | Germany | copper | none | mass | 501 | kg | MWp | none | none | none | literature_id: 32 | MG_MC_RE_Tchnologies
use phase - electricity infrastructure | Generation - PV SHJ (rooftop) | inverter | 2050 | Germany | printed circuit board | none | mass | 225 | kg | MWp | none | none | none | literature_id: 32 | MG_MC_RE_Tchnologies
use phase - electricity infrastructure | Generation - PV SHJ (rooftop) | module | 2050 | China | silver | none | mass | 14 | kg | MWp | none | none | none | literature_id: 32 | MG_MC_RE_Tchnologies
use phase - electricity infrastructure | Generation - PV SHJ (rooftop) | module | 2050 | China | copper | none | mass | 769 | kg | MWp | none | none | none | literature_id: 32 | MG_MC_RE_Tchnologies
use phase - electricity infrastructure | Generation - PV SHJ (rooftop) | module | 2050 | China | lead | none | mass | 0 | kg | MWp | none | none | none | literature_id: 32 | MG_MC_RE_Tchnologies
use phase - electricity infrastructure | Generation - PV SHJ (rooftop) | module | 2050 | China | bismuth | none | mass | 64 | kg | MWp | none | none | none | literature_id: 32 | MG_MC_RE_Tchnologies
use phase - electricity infrastructure | Generation - PV SHJ (rooftop) | module | 2050 | China | silicon | none | mass | 1378 | kg | MWp | none | none | none | literature_id: 32 | MG_MC_RE_Tchnologies
use phase - electricity infrastructure | Generation - PV SHJ (rooftop) | module | 2050 | China | tin | none | mass | 36 | kg | MWp | none | none | none | literature_id: 32 | MG_MC_RE_Tchnologies
use phase - electricity infrastructure | Generation - PV SHJ (rooftop) | module, transparent conductive oxide layer (TCO) | 2050 | China | indium | none | mass | 0 | kg | MWp | none | none | none | literature_id: 32 | MG_MC_RE_Tchnologies
use phase - electricity infrastructure | Generation - PV SHJ (rooftop) | module, transparent conductive oxide layer (TCO) | 2050 | China | tin | none | mass | 0 | kg | MWp | none | none | none | literature_id: 32 | MG_MC_RE_Tchnologies
use phase - electricity infrastructure | Generation - PV SHJ (rooftop) | module, transparent conductive oxide layer (TCO) | 2050 | China | zinc | none | mass | 45658 | kg | MWp | none | none | none | literature_id: 32 | MG_MC_RE_Tchnologies
use phase - electricity infrastructure | Generation - PV SHJ (rooftop) | module, transparent conductive oxide layer (TCO) | 2050 | China | aluminium | none | mass | 0.02 | kg | MWp | none | none | none | literature_id: 32 | MG_MC_RE_Tchnologies
use phase - electricity infrastructure | Generation - PV SHJ (rooftop) | module (frame) | 2050 | China | aluminium | none | mass | 0 | kg | MWp | none | none | none | literature_id: 32 | MG_MC_RE_Tchnologies
use phase - electricity infrastructure | Generation - PV SHJ (rooftop) | mounting structure | 2050 | Germany | stainless steel | none | mass | 30 | kg | MWp | none | none | none | literature_id: 32 | MG_MC_RE_Tchnologies
use phase - electricity infrastructure | Generation - PV SHJ (rooftop) | mounting structure | 2050 | Germany | aluminium | none | mass | 36 | kg | MWp | none | none | none | literature_id: 32 | MG_MC_RE_Tchnologies
use phase - electricity infrastructure | Generation - PV SHJ (rooftop) | cable | 2050 | Germany | copper | none | mass | 547 | kg | MWp | none | none | none | literature_id: 32 | MG_MC_RE_Tchnologies
use phase - electricity infrastructure | Generation - PV SHJ (rooftop) | inverter | 2050 | Germany | steel | none | mass | 156 | kg | MWp | none | none | none | literature_id: 32 | MG_MC_RE_Tchnologies
use phase - electricity infrastructure | Generation - PV SHJ (rooftop) | inverter | 2050 | Germany | aluminium | none | mass | 1364 | kg | MWp | none | none | none | literature_id: 32 | MG_MC_RE_Tchnologies
use phase - electricity infrastructure | Generation - PV SHJ (rooftop) | inverter | 2050 | Germany | copper | none | mass | 501 | kg | MWp | none | none | none | literature_id: 32 | MG_MC_RE_Tchnologies
use phase - electricity infrastructure | Generation - PV SHJ (rooftop) | inverter | 2050 | Germany | printed circuit board | none | mass | 225 | kg | MWp | none | none | none | literature_id: 32 | MG_MC_RE_Tchnologies
use phase - electricity infrastructure | Generation - PV SHJ (ground mounted) | module | 2018 | China | silver | none | mass | 184 | kg | MWp | none | none | none | literature_id: 32 | MG_MC_RE_Tchnologies
use phase - electricity infrastructure | Generation - PV SHJ (ground mounted) | module | 2018 | China | copper | none | mass | 21 | kg | MWp | none | none | none | literature_id: 32 | MG_MC_RE_Tchnologies
use phase - electricity infrastructure | Generation - PV SHJ (ground mounted) | module | 2018 | China | lead | none | mass | 946 | kg | MWp | none | none | none | literature_id: 32 | MG_MC_RE_Tchnologies
use phase - electricity infrastructure | Generation - PV SHJ (ground mounted) | module | 2018 | China | bismuth | none | mass | 62 | kg | MWp | none | none | none | literature_id: 32 | MG_MC_RE_Tchnologies
use phase - electricity infrastructure | Generation - PV SHJ (ground mounted) | module | 2018 | China | silicon | none | mass | 0 | kg | MWp | none | none | none | literature_id: 32 | MG_MC_RE_Tchnologies
use phase - electricity infrastructure | Generation - PV SHJ (ground mounted) | module | 2018 | China | tin | none | mass | 3430 | kg | MWp | none | none | none | literature_id: 32 | MG_MC_RE_Tchnologies
use phase - electricity infrastructure | Generation - PV SHJ (ground mounted) | module, transparent conductive oxide layer (TCO) | 2018 | China | indium | none | mass | 59 | kg | MWp | none | none | none | literature_id: 32 | MG_MC_RE_Tchnologies
use phase - electricity infrastructure | Generation - PV SHJ (ground mounted) | module, transparent conductive oxide layer (TCO) | 2018 | China | tin | none | mass | 44881 | kg | MWp | none | none | none | literature_id: 32 | MG_MC_RE_Tchnologies
use phase - electricity infrastructure | Generation - PV SHJ (ground mounted) | module, transparent conductive oxide layer (TCO) | 2018 | China | zinc | none | mass | 5058 | kg | MWp | none | none | none | literature_id: 32 | MG_MC_RE_Tchnologies
use phase - electricity infrastructure | Generation - PV SHJ (ground mounted) | module, transparent conductive oxide layer (TCO) | 2018 | China | aluminium | none | mass | 530 | kg | MWp | none | none | none | literature_id: 32 | MG_MC_RE_Tchnologies
use phase - electricity infrastructure | Generation - PV SHJ (ground mounted) | module (frame) | 2018 | China | aluminium | none | mass | 2333 | kg | MWp | none | none | none | literature_id: 32 | MG_MC_RE_Tchnologies
use phase - electricity infrastructure | Generation - PV SHJ (ground mounted) | mounting structure | 2018 | Germany | steel | none | mass | 366 | kg | MWp | none | none | none | literature_id: 32 | MG_MC_RE_Tchnologies
use phase - electricity infrastructure | Generation - PV SHJ (ground mounted) | mounting structure | 2018 | Germany | stainless steel | none | mass | 15 | kg | MWp | none | none | none | literature_id: 32 | MG_MC_RE_Tchnologies
use phase - electricity infrastructure | Generation - PV SHJ (ground mounted) | mounting structure | 2018 | Germany | aluminium | none | mass | 237 | kg | MWp | none | none | none | literature_id: 32 | MG_MC_RE_Tchnologies
use phase - electricity infrastructure | Generation - PV SHJ (ground mounted) | cable | 2018 | Germany | copper | none | mass | 1168 | kg | MWp | none | none | none | literature_id: 32 | MG_MC_RE_Tchnologies
use phase - electricity infrastructure | Generation - PV SHJ (ground mounted) | inverter | 2018 | Germany | steel | none | mass | 94 | kg | MWp | none | none | none | literature_id: 32 | MG_MC_RE_Tchnologies
use phase - electricity infrastructure | Generation - PV SHJ (ground mounted) | inverter | 2018 | Germany | aluminium | none | mass | 543 | kg | MWp | none | none | none | literature_id: 32 | MG_MC_RE_Tchnologies
use phase - electricity infrastructure | Generation - PV SHJ (ground mounted) | inverter | 2018 | Germany | copper | none | mass | 288 | kg | MWp | none | none | none | literature_id: 32 | MG_MC_RE_Tchnologies
use phase - electricity infrastructure | Generation - PV SHJ (ground mounted) | inverter | 2018 | Germany | printed circuit board | none | mass | 103 | kg | MWp | none | none | none | literature_id: 32 | MG_MC_RE_Tchnologies
use phase - electricity infrastructure | Generation - PV SHJ (ground mounted) | module | 2020 | China | silver | none | mass | 60 | kg | MWp | none | none | none | literature_id: 32 | MG_MC_RE_Tchnologies
use phase - electricity infrastructure | Generation - PV SHJ (ground mounted) | module | 2020 | China | copper | none | mass | 946 | kg | MWp | none | none | none | literature_id: 32 | MG_MC_RE_Tchnologies
use phase - electricity infrastructure | Generation - PV SHJ (ground mounted) | module | 2020 | China | lead | none | mass | 62 | kg | MWp | none | none | none | literature_id: 32 | MG_MC_RE_Tchnologies
use phase - electricity infrastructure | Generation - PV SHJ (ground mounted) | module | 2020 | China | bismuth | none | mass | 0 | kg | MWp | none | none | none | literature_id: 32 | MG_MC_RE_Tchnologies
use phase - electricity infrastructure | Generation - PV SHJ (ground mounted) | module | 2020 | China | silicon | none | mass | 3144 | kg | MWp | none | none | none | literature_id: 32 | MG_MC_RE_Tchnologies
use phase - electricity infrastructure | Generation - PV SHJ (ground mounted) | module | 2020 | China | tin | none | mass | 61 | kg | MWp | none | none | none | literature_id: 32 | MG_MC_RE_Tchnologies
use phase - electricity infrastructure | Generation - PV SHJ (ground mounted) | module, transparent conductive oxide layer (TCO) | 2020 | China | indium | none | mass | 45782 | kg | MWp | none | none | none | literature_id: 32 | MG_MC_RE_Tchnologies
use phase - electricity infrastructure | Generation - PV SHJ (ground mounted) | module, transparent conductive oxide layer (TCO) | 2020 | China | tin | none | mass | 0.6 | kg | MWp | none | none | none | literature_id: 32 | MG_MC_RE_Tchnologies
use phase - electricity infrastructure | Generation - PV SHJ (ground mounted) | module, transparent conductive oxide layer (TCO) | 2020 | China | zinc | none | mass | 0 | kg | MWp | none | none | none | literature_id: 32 | MG_MC_RE_Tchnologies
use phase - electricity infrastructure | Generation - PV SHJ (ground mounted) | module, transparent conductive oxide layer (TCO) | 2020 | China | aluminium | none | mass | 0 | kg | MWp | none | none | none | literature_id: 32 | MG_MC_RE_Tchnologies
use phase - electricity infrastructure | Generation - PV SHJ (ground mounted) | module (frame) | 2020 | China | aluminium | none | mass | 11111 | kg | MWp | none | none | none | literature_id: 32 | MG_MC_RE_Tchnologies
use phase - electricity infrastructure | Generation - PV SHJ (ground mounted) | mounting structure | 2020 | Germany | steel | none | mass | 356 | kg | MWp | none | none | none | literature_id: 32 | MG_MC_RE_Tchnologies
use phase - electricity infrastructure | Generation - PV SHJ (ground mounted) | mounting structure | 2020 | Germany | stainless steel | none | mass | 15 | kg | MWp | none | none | none | literature_id: 32 | MG_MC_RE_Tchnologies
use phase - electricity infrastructure | Generation - PV SHJ (ground mounted) | mounting structure | 2020 | Germany | aluminium | none | mass | 231 | kg | MWp | none | none | none | literature_id: 32 | MG_MC_RE_Tchnologies
use phase - electricity infrastructure | Generation - PV SHJ (ground mounted) | cable | 2020 | Germany | copper | none | mass | 1139 | kg | MWp | none | none | none | literature_id: 32 | MG_MC_RE_Tchnologies
use phase - electricity infrastructure | Generation - PV SHJ (ground mounted) | inverter | 2020 | Germany | steel | none | mass | 94 | kg | MWp | none | none | none | literature_id: 32 | MG_MC_RE_Tchnologies
use phase - electricity infrastructure | Generation - PV SHJ (ground mounted) | inverter | 2020 | Germany | aluminium | none | mass | 543 | kg | MWp | none | none | none | literature_id: 32 | MG_MC_RE_Tchnologies
use phase - electricity infrastructure | Generation - PV SHJ (ground mounted) | inverter | 2020 | Germany | copper | none | mass | 288 | kg | MWp | none | none | none | literature_id: 32 | MG_MC_RE_Tchnologies
use phase - electricity infrastructure | Generation - PV SHJ (ground mounted) | inverter | 2020 | Germany | printed circuit board | none | mass | 103 | kg | MWp | none | none | none | literature_id: 32 | MG_MC_RE_Tchnologies
use phase - electricity infrastructure | Generation - PV SHJ (ground mounted) | module | 2025 | China | silver | none | mass | 56 | kg | MWp | none | none | none | literature_id: 32 | MG_MC_RE_Tchnologies
use phase - electricity infrastructure | Generation - PV SHJ (ground mounted) | module | 2025 | China | copper | none | mass | 922 | kg | MWp | none | none | none | literature_id: 32 | MG_MC_RE_Tchnologies
use phase - electricity infrastructure | Generation - PV SHJ (ground mounted) | module | 2025 | China | lead | none | mass | 60 | kg | MWp | none | none | none | literature_id: 32 | MG_MC_RE_Tchnologies
use phase - electricity infrastructure | Generation - PV SHJ (ground mounted) | module | 2025 | China | bismuth | none | mass | 0 | kg | MWp | none | none | none | literature_id: 32 | MG_MC_RE_Tchnologies
use phase - electricity infrastructure | Generation - PV SHJ (ground mounted) | module | 2025 | China | silicon | none | mass | 2934 | kg | MWp | none | none | none | literature_id: 32 | MG_MC_RE_Tchnologies
use phase - electricity infrastructure | Generation - PV SHJ (ground mounted) | module | 2025 | China | tin | none | mass | 59 | kg | MWp | none | none | none | literature_id: 32 | MG_MC_RE_Tchnologies
use phase - electricity infrastructure | Generation - PV SHJ (ground mounted) | module, transparent conductive oxide layer (TCO) | 2025 | China | indium | none | mass | 45752 | kg | MWp | none | none | none | literature_id: 32 | MG_MC_RE_Tchnologies
use phase - electricity infrastructure | Generation - PV SHJ (ground mounted) | module, transparent conductive oxide layer (TCO) | 2025 | China | tin | none | mass | 0.6 | kg | MWp | none | none | none | literature_id: 32 | MG_MC_RE_Tchnologies
use phase - electricity infrastructure | Generation - PV SHJ (ground mounted) | module, transparent conductive oxide layer (TCO) | 2025 | China | zinc | none | mass | 0 | kg | MWp | none | none | none | literature_id: 32 | MG_MC_RE_Tchnologies
use phase - electricity infrastructure | Generation - PV SHJ (ground mounted) | module, transparent conductive oxide layer (TCO) | 2025 | China | aluminium | none | mass | 0 | kg | MWp | none | none | none | literature_id: 32 | MG_MC_RE_Tchnologies
use phase - electricity infrastructure | Generation - PV SHJ (ground mounted) | module (frame) | 2025 | China | aluminium | none | mass | 10830 | kg | MWp | none | none | none | literature_id: 32 | MG_MC_RE_Tchnologies
use phase - electricity infrastructure | Generation - PV SHJ (ground mounted) | mounting structure | 2025 | Germany | steel | none | mass | 337 | kg | MWp | none | none | none | literature_id: 32 | MG_MC_RE_Tchnologies
use phase - electricity infrastructure | Generation - PV SHJ (ground mounted) | mounting structure | 2025 | Germany | stainless steel | none | mass | 14 | kg | MWp | none | none | none | literature_id: 32 | MG_MC_RE_Tchnologies
use phase - electricity infrastructure | Generation - PV SHJ (ground mounted) | mounting structure | 2025 | Germany | aluminium | none | mass | 219 | kg | MWp | none | none | none | literature_id: 32 | MG_MC_RE_Tchnologies
use phase - electricity infrastructure | Generation - PV SHJ (ground mounted) | cable | 2025 | Germany | copper | none | mass | 1078 | kg | MWp | none | none | none | literature_id: 32 | MG_MC_RE_Tchnologies
use phase - electricity infrastructure | Generation - PV SHJ (ground mounted) | inverter | 2025 | Germany | steel | none | mass | 94 | kg | MWp | none | none | none | literature_id: 32 | MG_MC_RE_Tchnologies
use phase - electricity infrastructure | Generation - PV SHJ (ground mounted) | inverter | 2025 | Germany | aluminium | none | mass | 543 | kg | MWp | none | none | none | literature_id: 32 | MG_MC_RE_Tchnologies
use phase - electricity infrastructure | Generation - PV SHJ (ground mounted) | inverter | 2025 | Germany | copper | none | mass | 288 | kg | MWp | none | none | none | literature_id: 32 | MG_MC_RE_Tchnologies
use phase - electricity infrastructure | Generation - PV SHJ (ground mounted) | inverter | 2025 | Germany | printed circuit board | none | mass | 103 | kg | MWp | none | none | none | literature_id: 32 | MG_MC_RE_Tchnologies
use phase - electricity infrastructure | Generation - PV SHJ (ground mounted) | module | 2030 | China | silver | none | mass | 47 | kg | MWp | none | none | none | literature_id: 32 | MG_MC_RE_Tchnologies
use phase - electricity infrastructure | Generation - PV SHJ (ground mounted) | module | 2030 | China | copper | none | mass | 873 | kg | MWp | none | none | none | literature_id: 32 | MG_MC_RE_Tchnologies
use phase - electricity infrastructure | Generation - PV SHJ (ground mounted) | module | 2030 | China | lead | none | mass | 57 | kg | MWp | none | none | none | literature_id: 32 | MG_MC_RE_Tchnologies
use phase - electricity infrastructure | Generation - PV SHJ (ground mounted) | module | 2030 | China | bismuth | none | mass | 0 | kg | MWp | none | none | none | literature_id: 32 | MG_MC_RE_Tchnologies
use phase - electricity infrastructure | Generation - PV SHJ (ground mounted) | module | 2030 | China | silicon | none | mass | 2505 | kg | MWp | none | none | none | literature_id: 32 | MG_MC_RE_Tchnologies
use phase - electricity infrastructure | Generation - PV SHJ (ground mounted) | module | 2030 | China | tin | none | mass | 56 | kg | MWp | none | none | none | literature_id: 32 | MG_MC_RE_Tchnologies
use phase - electricity infrastructure | Generation - PV SHJ (ground mounted) | module, transparent conductive oxide layer (TCO) | 2030 | China | indium | none | mass | 45662 | kg | MWp | none | none | none | literature_id: 32 | MG_MC_RE_Tchnologies
use phase - electricity infrastructure | Generation - PV SHJ (ground mounted) | module, transparent conductive oxide layer (TCO) | 2030 | China | tin | none | mass | 0.6 | kg | MWp | none | none | none | literature_id: 32 | MG_MC_RE_Tchnologies
use phase - electricity infrastructure | Generation - PV SHJ (ground mounted) | module, transparent conductive oxide layer (TCO) | 2030 | China | zinc | none | mass | 0 | kg | MWp | none | none | none | literature_id: 32 | MG_MC_RE_Tchnologies
use phase - electricity infrastructure | Generation - PV SHJ (ground mounted) | module, transparent conductive oxide layer (TCO) | 2030 | China | aluminium | none | mass | 0 | kg | MWp | none | none | none | literature_id: 32 | MG_MC_RE_Tchnologies
use phase - electricity infrastructure | Generation - PV SHJ (ground mounted) | module (frame) | 2030 | China | aluminium | none | mass | 10251 | kg | MWp | none | none | none | literature_id: 32 | MG_MC_RE_Tchnologies
use phase - electricity infrastructure | Generation - PV SHJ (ground mounted) | mounting structure | 2030 | Germany | steel | none | mass | 323 | kg | MWp | none | none | none | literature_id: 32 | MG_MC_RE_Tchnologies
use phase - electricity infrastructure | Generation - PV SHJ (ground mounted) | mounting structure | 2030 | Germany | stainless steel | none | mass | 13 | kg | MWp | none | none | none | literature_id: 32 | MG_MC_RE_Tchnologies
use phase - electricity infrastructure | Generation - PV SHJ (ground mounted) | mounting structure | 2030 | Germany | aluminium | none | mass | 209 | kg | MWp | none | none | none | literature_id: 32 | MG_MC_RE_Tchnologies
use phase - electricity infrastructure | Generation - PV SHJ (ground mounted) | cable | 2030 | Germany | copper | none | mass | 1078 | kg | MWp | none | none | none | literature_id: 32 | MG_MC_RE_Tchnologies
use phase - electricity infrastructure | Generation - PV SHJ (ground mounted) | inverter | 2030 | Germany | steel | none | mass | 94 | kg | MWp | none | none | none | literature_id: 32 | MG_MC_RE_Tchnologies
use phase - electricity infrastructure | Generation - PV SHJ (ground mounted) | inverter | 2030 | Germany | aluminium | none | mass | 543 | kg | MWp | none | none | none | literature_id: 32 | MG_MC_RE_Tchnologies
use phase - electricity infrastructure | Generation - PV SHJ (ground mounted) | inverter | 2030 | Germany | copper | none | mass | 288 | kg | MWp | none | none | none | literature_id: 32 | MG_MC_RE_Tchnologies
use phase - electricity infrastructure | Generation - PV SHJ (ground mounted) | inverter | 2030 | Germany | printed circuit board | none | mass | 103 | kg | MWp | none | none | none | literature_id: 32 | MG_MC_RE_Tchnologies
use phase - electricity infrastructure | Generation - PV SHJ (ground mounted) | module | 2035 | China | silver | none | mass | 39 | kg | MWp | none | none | none | literature_id: 32 | MG_MC_RE_Tchnologies
use phase - electricity infrastructure | Generation - PV SHJ (ground mounted) | module | 2035 | China | copper | none | mass | 835 | kg | MWp | none | none | none | literature_id: 32 | MG_MC_RE_Tchnologies
use phase - electricity infrastructure | Generation - PV SHJ (ground mounted) | module | 2035 | China | lead | none | mass | 0 | kg | MWp | none | none | none | literature_id: 32 | MG_MC_RE_Tchnologies
use phase - electricity infrastructure | Generation - PV SHJ (ground mounted) | module | 2035 | China | bismuth | none | mass | 69 | kg | MWp | none | none | none | literature_id: 32 | MG_MC_RE_Tchnologies
use phase - electricity infrastructure | Generation - PV SHJ (ground mounted) | module | 2035 | China | silicon | none | mass | 2193 | kg | MWp | none | none | none | literature_id: 32 | MG_MC_RE_Tchnologies
use phase - electricity infrastructure | Generation - PV SHJ (ground mounted) | module | 2035 | China | tin | none | mass | 39 | kg | MWp | none | none | none | literature_id: 32 | MG_MC_RE_Tchnologies
use phase - electricity infrastructure | Generation - PV SHJ (ground mounted) | module, transparent conductive oxide layer (TCO) | 2035 | China | indium | none | mass | 45904 | kg | MWp | none | none | none | literature_id: 32 | MG_MC_RE_Tchnologies
use phase - electricity infrastructure | Generation - PV SHJ (ground mounted) | module, transparent conductive oxide layer (TCO) | 2035 | China | tin | none | mass | 0.5 | kg | MWp | none | none | none | literature_id: 32 | MG_MC_RE_Tchnologies
use phase - electricity infrastructure | Generation - PV SHJ (ground mounted) | module, transparent conductive oxide layer (TCO) | 2035 | China | zinc | none | mass | 0 | kg | MWp | none | none | none | literature_id: 32 | MG_MC_RE_Tchnologies
use phase - electricity infrastructure | Generation - PV SHJ (ground mounted) | module, transparent conductive oxide layer (TCO) | 2035 | China | aluminium | none | mass | 0 | kg | MWp | none | none | none | literature_id: 32 | MG_MC_RE_Tchnologies
use phase - electricity infrastructure | Generation - PV SHJ (ground mounted) | module (frame) | 2035 | China | aluminium | none | mass | 9812 | kg | MWp | none | none | none | literature_id: 32 | MG_MC_RE_Tchnologies
use phase - electricity infrastructure | Generation - PV SHJ (ground mounted) | mounting structure | 2035 | Germany | steel | none | mass | 312 | kg | MWp | none | none | none | literature_id: 32 | MG_MC_RE_Tchnologies
use phase - electricity infrastructure | Generation - PV SHJ (ground mounted) | mounting structure | 2035 | Germany | stainless steel | none | mass | 13 | kg | MWp | none | none | none | literature_id: 32 | MG_MC_RE_Tchnologies
use phase - electricity infrastructure | Generation - PV SHJ (ground mounted) | mounting structure | 2035 | Germany | aluminium | none | mass | 202 | kg | MWp | none | none | none | literature_id: 32 | MG_MC_RE_Tchnologies
use phase - electricity infrastructure | Generation - PV SHJ (ground mounted) | cable | 2035 | Germany | copper | none | mass | 997 | kg | MWp | none | none | none | literature_id: 32 | MG_MC_RE_Tchnologies
use phase - electricity infrastructure | Generation - PV SHJ (ground mounted) | inverter | 2035 | Germany | steel | none | mass | 94 | kg | MWp | none | none | none | literature_id: 32 | MG_MC_RE_Tchnologies
use phase - electricity infrastructure | Generation - PV SHJ (ground mounted) | inverter | 2035 | Germany | aluminium | none | mass | 543 | kg | MWp | none | none | none | literature_id: 32 | MG_MC_RE_Tchnologies
use phase - electricity infrastructure | Generation - PV SHJ (ground mounted) | inverter | 2035 | Germany | copper | none | mass | 288 | kg | MWp | none | none | none | literature_id: 32 | MG_MC_RE_Tchnologies
use phase - electricity infrastructure | Generation - PV SHJ (ground mounted) | inverter | 2035 | Germany | printed circuit board | none | mass | 103 | kg | MWp | none | none | none | literature_id: 32 | MG_MC_RE_Tchnologies
use phase - electricity infrastructure | Generation - PV SHJ (ground mounted) | module | 2040 | China | silver | none | mass | 32 | kg | MWp | none | none | none | literature_id: 32 | MG_MC_RE_Tchnologies
use phase - electricity infrastructure | Generation - PV SHJ (ground mounted) | module | 2040 | China | copper | none | mass | 808 | kg | MWp | none | none | none | literature_id: 32 | MG_MC_RE_Tchnologies
use phase - electricity infrastructure | Generation - PV SHJ (ground mounted) | module | 2040 | China | lead | none | mass | 0 | kg | MWp | none | none | none | literature_id: 32 | MG_MC_RE_Tchnologies
use phase - electricity infrastructure | Generation - PV SHJ (ground mounted) | module | 2040 | China | bismuth | none | mass | 67 | kg | MWp | none | none | none | literature_id: 32 | MG_MC_RE_Tchnologies
use phase - electricity infrastructure | Generation - PV SHJ (ground mounted) | module | 2040 | China | silicon | none | mass | 1928 | kg | MWp | none | none | none | literature_id: 32 | MG_MC_RE_Tchnologies
use phase - electricity infrastructure | Generation - PV SHJ (ground mounted) | module | 2040 | China | tin | none | mass | 38 | kg | MWp | none | none | none | literature_id: 32 | MG_MC_RE_Tchnologies
use phase - electricity infrastructure | Generation - PV SHJ (ground mounted) | module, transparent conductive oxide layer (TCO) | 2040 | China | indium | none | mass | 0 | kg | MWp | none | none | none | literature_id: 32 | MG_MC_RE_Tchnologies
use phase - electricity infrastructure | Generation - PV SHJ (ground mounted) | module, transparent conductive oxide layer (TCO) | 2040 | China | tin | none | mass | 0 | kg | MWp | none | none | none | literature_id: 32 | MG_MC_RE_Tchnologies
use phase - electricity infrastructure | Generation - PV SHJ (ground mounted) | module, transparent conductive oxide layer (TCO) | 2040 | China | zinc | none | mass | 45778 | kg | MWp | none | none | none | literature_id: 32 | MG_MC_RE_Tchnologies
use phase - electricity infrastructure | Generation - PV SHJ (ground mounted) | module, transparent conductive oxide layer (TCO) | 2040 | China | aluminium | none | mass | 0.02 | kg | MWp | none | none | none | literature_id: 32 | MG_MC_RE_Tchnologies
use phase - electricity infrastructure | Generation - PV SHJ (ground mounted) | module (frame) | 2040 | China | aluminium | none | mass | 9487 | kg | MWp | none | none | none | literature_id: 32 | MG_MC_RE_Tchnologies
use phase - electricity infrastructure | Generation - PV SHJ (ground mounted) | mounting structure | 2040 | Germany | steel | none | mass | 305 | kg | MWp | none | none | none | literature_id: 32 | MG_MC_RE_Tchnologies
use phase - electricity infrastructure | Generation - PV SHJ (ground mounted) | mounting structure | 2040 | Germany | stainless steel | none | mass | 13 | kg | MWp | none | none | none | literature_id: 32 | MG_MC_RE_Tchnologies
use phase - electricity infrastructure | Generation - PV SHJ (ground mounted) | mounting structure | 2040 | Germany | aluminium | none | mass | 197 | kg | MWp | none | none | none | literature_id: 32 | MG_MC_RE_Tchnologies
use phase - electricity infrastructure | Generation - PV SHJ (ground mounted) | cable | 2040 | Germany | copper | none | mass | 973 | kg | MWp | none | none | none | literature_id: 32 | MG_MC_RE_Tchnologies
use phase - electricity infrastructure | Generation - PV SHJ (ground mounted) | inverter | 2040 | Germany | steel | none | mass | 94 | kg | MWp | none | none | none | literature_id: 32 | MG_MC_RE_Tchnologies
use phase - electricity infrastructure | Generation - PV SHJ (ground mounted) | inverter | 2040 | Germany | aluminium | none | mass | 543 | kg | MWp | none | none | none | literature_id: 32 | MG_MC_RE_Tchnologies
use phase - electricity infrastructure | Generation - PV SHJ (ground mounted) | inverter | 2040 | Germany | copper | none | mass | 288 | kg | MWp | none | none | none | literature_id: 32 | MG_MC_RE_Tchnologies
use phase - electricity infrastructure | Generation - PV SHJ (ground mounted) | inverter | 2040 | Germany | printed circuit board | none | mass | 103 | kg | MWp | none | none | none | literature_id: 32 | MG_MC_RE_Tchnologies
use phase - electricity infrastructure | Generation - PV SHJ (ground mounted) | module | 2045 | China | silver | none | mass | 26 | kg | MWp | none | none | none | literature_id: 32 | MG_MC_RE_Tchnologies
use phase - electricity infrastructure | Generation - PV SHJ (ground mounted) | module | 2045 | China | copper | none | mass | 788 | kg | MWp | none | none | none | literature_id: 32 | MG_MC_RE_Tchnologies
use phase - electricity infrastructure | Generation - PV SHJ (ground mounted) | module | 2045 | China | lead | none | mass | 0 | kg | MWp | none | none | none | literature_id: 32 | MG_MC_RE_Tchnologies
use phase - electricity infrastructure | Generation - PV SHJ (ground mounted) | module | 2045 | China | bismuth | none | mass | 65 | kg | MWp | none | none | none | literature_id: 32 | MG_MC_RE_Tchnologies
use phase - electricity infrastructure | Generation - PV SHJ (ground mounted) | module | 2045 | China | silicon | none | mass | 1699 | kg | MWp | none | none | none | literature_id: 32 | MG_MC_RE_Tchnologies
use phase - electricity infrastructure | Generation - PV SHJ (ground mounted) | module | 2045 | China | tin | none | mass | 37 | kg | MWp | none | none | none | literature_id: 32 | MG_MC_RE_Tchnologies
use phase - electricity infrastructure | Generation - PV SHJ (ground mounted) | module, transparent conductive oxide layer (TCO) | 2045 | China | indium | none | mass | 0 | kg | MWp | none | none | none | literature_id: 32 | MG_MC_RE_Tchnologies
use phase - electricity infrastructure | Generation - PV SHJ (ground mounted) | module, transparent conductive oxide layer (TCO) | 2045 | China | tin | none | mass | 0 | kg | MWp | none | none | none | literature_id: 32 | MG_MC_RE_Tchnologies
use phase - electricity infrastructure | Generation - PV SHJ (ground mounted) | module, transparent conductive oxide layer (TCO) | 2045 | China | zinc | none | mass | 45748 | kg | MWp | none | none | none | literature_id: 32 | MG_MC_RE_Tchnologies
use phase - electricity infrastructure | Generation - PV SHJ (ground mounted) | module, transparent conductive oxide layer (TCO) | 2045 | China | aluminium | none | mass | 0.02 | kg | MWp | none | none | none | literature_id: 32 | MG_MC_RE_Tchnologies
use phase - electricity infrastructure | Generation - PV SHJ (ground mounted) | module (frame) | 2045 | China | aluminium | none | mass | 0 | kg | MWp | none | none | none | literature_id: 32 | MG_MC_RE_Tchnologies
use phase - electricity infrastructure | Generation - PV SHJ (ground mounted) | mounting structure | 2045 | Germany | steel | none | mass | 300 | kg | MWp | none | none | none | literature_id: 32 | MG_MC_RE_Tchnologies
use phase - electricity infrastructure | Generation - PV SHJ (ground mounted) | mounting structure | 2045 | Germany | stainless steel | none | mass | 12 | kg | MWp | none | none | none | literature_id: 32 | MG_MC_RE_Tchnologies
use phase - electricity infrastructure | Generation - PV SHJ (ground mounted) | mounting structure | 2045 | Germany | aluminium | none | mass | 193 | kg | MWp | none | none | none | literature_id: 32 | MG_MC_RE_Tchnologies
use phase - electricity infrastructure | Generation - PV SHJ (ground mounted) | cable | 2045 | Germany | copper | none | mass | 958 | kg | MWp | none | none | none | literature_id: 32 | MG_MC_RE_Tchnologies
use phase - electricity infrastructure | Generation - PV SHJ (ground mounted) | inverter | 2045 | Germany | steel | none | mass | 94 | kg | MWp | none | none | none | literature_id: 32 | MG_MC_RE_Tchnologies
use phase - electricity infrastructure | Generation - PV SHJ (ground mounted) | inverter | 2045 | Germany | aluminium | none | mass | 543 | kg | MWp | none | none | none | literature_id: 32 | MG_MC_RE_Tchnologies
use phase - electricity infrastructure | Generation - PV SHJ (ground mounted) | inverter | 2045 | Germany | copper | none | mass | 288 | kg | MWp | none | none | none | literature_id: 32 | MG_MC_RE_Tchnologies
use phase - electricity infrastructure | Generation - PV SHJ (ground mounted) | inverter | 2045 | Germany | printed circuit board | none | mass | 103 | kg | MWp | none | none | none | literature_id: 32 | MG_MC_RE_Tchnologies
use phase - electricity infrastructure | Generation - PV SHJ (ground mounted) | module | 2050 | China | silver | none | mass | 20 | kg | MWp | none | none | none | literature_id: 32 | MG_MC_RE_Tchnologies
use phase - electricity infrastructure | Generation - PV SHJ (ground mounted) | module | 2050 | China | copper | none | mass | 775 | kg | MWp | none | none | none | literature_id: 32 | MG_MC_RE_Tchnologies
use phase - electricity infrastructure | Generation - PV SHJ (ground mounted) | module | 2050 | China | lead | none | mass | 0 | kg | MWp | none | none | none | literature_id: 32 | MG_MC_RE_Tchnologies
use phase - electricity infrastructure | Generation - PV SHJ (ground mounted) | module | 2050 | China | bismuth | none | mass | 64 | kg | MWp | none | none | none | literature_id: 32 | MG_MC_RE_Tchnologies
use phase - electricity infrastructure | Generation - PV SHJ (ground mounted) | module | 2050 | China | silicon | none | mass | 1531 | kg | MWp | none | none | none | literature_id: 32 | MG_MC_RE_Tchnologies
use phase - electricity infrastructure | Generation - PV SHJ (ground mounted) | module | 2050 | China | tin | none | mass | 36 | kg | MWp | none | none | none | literature_id: 32 | MG_MC_RE_Tchnologies
use phase - electricity infrastructure | Generation - PV SHJ (ground mounted) | module, transparent conductive oxide layer (TCO) | 2050 | China | indium | none | mass | 0 | kg | MWp | none | none | none | literature_id: 32 | MG_MC_RE_Tchnologies
use phase - electricity infrastructure | Generation - PV SHJ (ground mounted) | module, transparent conductive oxide layer (TCO) | 2050 | China | tin | none | mass | 0 | kg | MWp | none | none | none | literature_id: 32 | MG_MC_RE_Tchnologies
use phase - electricity infrastructure | Generation - PV SHJ (ground mounted) | module, transparent conductive oxide layer (TCO) | 2050 | China | zinc | none | mass | 45689 | kg | MWp | none | none | none | literature_id: 32 | MG_MC_RE_Tchnologies
use phase - electricity infrastructure | Generation - PV SHJ (ground mounted) | module, transparent conductive oxide layer (TCO) | 2050 | China | aluminium | none | mass | 0.02 | kg | MWp | none | none | none | literature_id: 32 | MG_MC_RE_Tchnologies
use phase - electricity infrastructure | Generation - PV SHJ (ground mounted) | module (frame) | 2050 | China | aluminium | none | mass | 0 | kg | MWp | none | none | none | literature_id: 32 | MG_MC_RE_Tchnologies
use phase - electricity infrastructure | Generation - PV SHJ (ground mounted) | mounting structure | 2050 | Germany | steel | none | mass | 297 | kg | MWp | none | none | none | literature_id: 32 | MG_MC_RE_Tchnologies
use phase - electricity infrastructure | Generation - PV SHJ (ground mounted) | mounting structure | 2050 | Germany | stainless steel | none | mass | 12 | kg | MWp | none | none | none | literature_id: 32 | MG_MC_RE_Tchnologies
use phase - electricity infrastructure | Generation - PV SHJ (ground mounted) | mounting structure | 2050 | Germany | aluminium | none | mass | 193 | kg | MWp | none | none | none | literature_id: 32 | MG_MC_RE_Tchnologies
use phase - electricity infrastructure | Generation - PV SHJ (ground mounted) | cable | 2050 | Germany | copper | none | mass | 950 | kg | MWp | none | none | none | literature_id: 32 | MG_MC_RE_Tchnologies
use phase - electricity infrastructure | Generation - PV SHJ (ground mounted) | inverter | 2050 | Germany | steel | none | mass | 94 | kg | MWp | none | none | none | literature_id: 32 | MG_MC_RE_Tchnologies
use phase - electricity infrastructure | Generation - PV SHJ (ground mounted) | inverter | 2050 | Germany | aluminium | none | mass | 543 | kg | MWp | none | none | none | literature_id: 32 | MG_MC_RE_Tchnologies
use phase - electricity infrastructure | Generation - PV SHJ (ground mounted) | inverter | 2050 | Germany | copper | none | mass | 288 | kg | MWp | none | none | none | literature_id: 32 | MG_MC_RE_Tchnologies
use phase - electricity infrastructure | Generation - PV SHJ (ground mounted) | inverter | 2050 | Germany | printed circuit board | none | mass | 103 | kg | MWp | none | none | none | literature_id: 32 | MG_MC_RE_Tchnologies
use phase - electricity infrastructure | Generation - PV CIGS (rooftop) | module, absorber layer | 2018 | China | copper | none | mass | 92 | kg | MWp | none | none | none | literature_id: 32 | MG_MC_RE_Tchnologies
use phase - electricity infrastructure | Generation - PV CIGS (rooftop) | module, absorber layer | 2018 | China | indium | none | mass | 50 | kg | MWp | none | none | none | literature_id: 32 | MG_MC_RE_Tchnologies
use phase - electricity infrastructure | Generation - PV CIGS (rooftop) | module, absorber layer | 2018 | China | gallium | none | mass | 26 | kg | MWp | none | none | none | literature_id: 32 | MG_MC_RE_Tchnologies
use phase - electricity infrastructure | Generation - PV CIGS (rooftop) | module, absorber layer | 2018 | China | selenium | none | mass | 248 | kg | MWp | none | none | none | literature_id: 32 | MG_MC_RE_Tchnologies
use phase - electricity infrastructure | Generation - PV CIGS (rooftop) | module, buffer layer | 2018 | China | cadmium | none | mass | 7.4 | kg | MWp | none | none | none | literature_id: 32 | MG_MC_RE_Tchnologies
use phase - electricity infrastructure | Generation - PV CIGS (rooftop) | module, buffer layer | 2018 | China | zinc | none | mass | 0 | kg | MWp | none | none | none | literature_id: 32 | MG_MC_RE_Tchnologies
use phase - electricity infrastructure | Generation - PV CIGS (rooftop) | module, transparent conductive oxide layer (TCO) | 2018 | China | indium | none | mass | 61 | kg | MWp | none | none | none | literature_id: 32 | MG_MC_RE_Tchnologies
use phase - electricity infrastructure | Generation - PV CIGS (rooftop) | module, transparent conductive oxide layer (TCO) | 2018 | China | tin | none | mass | 6.6 | kg | MWp | none | none | none | literature_id: 32 | MG_MC_RE_Tchnologies
use phase - electricity infrastructure | Generation - PV CIGS (rooftop) | module, transparent conductive oxide layer (TCO) | 2018 | China | zinc | none | mass | 0 | kg | MWp | none | none | none | literature_id: 32 | MG_MC_RE_Tchnologies
use phase - electricity infrastructure | Generation - PV CIGS (rooftop) | module, transparent conductive oxide layer (TCO) | 2018 | China | aluminium | none | mass | 0 | kg | MWp | none | none | none | literature_id: 32 | MG_MC_RE_Tchnologies
use phase - electricity infrastructure | Generation - PV CIGS (rooftop) | module (frame) | 2018 | China | aluminium | none | mass | 12031 | kg | MWp | none | none | none | literature_id: 32 | MG_MC_RE_Tchnologies
use phase - electricity infrastructure | Generation - PV CIGS (rooftop) | mounting structure | 2018 | Germany | stainless steel | none | mass | 46 | kg | MWp | none | none | none | literature_id: 32 | MG_MC_RE_Tchnologies
use phase - electricity infrastructure | Generation - PV CIGS (rooftop) | mounting structure | 2018 | Germany | aluminium | none | mass | 57 | kg | MWp | none | none | none | literature_id: 32 | MG_MC_RE_Tchnologies
use phase - electricity infrastructure | Generation - PV CIGS (rooftop) | cable | 2018 | Germany | copper | none | mass | 858 | kg | MWp | none | none | none | literature_id: 32 | MG_MC_RE_Tchnologies
use phase - electricity infrastructure | Generation - PV CIGS (rooftop) | inverter | 2018 | Germany | steel | none | mass | 156 | kg | MWp | none | none | none | literature_id: 32 | MG_MC_RE_Tchnologies
use phase - electricity infrastructure | Generation - PV CIGS (rooftop) | inverter | 2018 | Germany | aluminium | none | mass | 1364 | kg | MWp | none | none | none | literature_id: 32 | MG_MC_RE_Tchnologies
use phase - electricity infrastructure | Generation - PV CIGS (rooftop) | inverter | 2018 | Germany | copper | none | mass | 501 | kg | MWp | none | none | none | literature_id: 32 | MG_MC_RE_Tchnologies
use phase - electricity infrastructure | Generation - PV CIGS (rooftop) | inverter | 2018 | Germany | printed circuit board | none | mass | 103 | kg | MWp | none | none | none | literature_id: 32 | MG_MC_RE_Tchnologies
use phase - electricity infrastructure | Generation - PV CIGS (rooftop) | module, absorber layer | 2020 | China | silver | none | mass | 90 | kg | MWp | none | none | none | literature_id: 32 | MG_MC_RE_Tchnologies
use phase - electricity infrastructure | Generation - PV CIGS (rooftop) | module, absorber layer | 2020 | China | copper | none | mass | 49 | kg | MWp | none | none | none | literature_id: 32 | MG_MC_RE_Tchnologies
use phase - electricity infrastructure | Generation - PV CIGS (rooftop) | module, absorber layer | 2020 | China | lead | none | mass | 25 | kg | MWp | none | none | none | literature_id: 32 | MG_MC_RE_Tchnologies
use phase - electricity infrastructure | Generation - PV CIGS (rooftop) | module, absorber layer | 2020 | China | bismuth | none | mass | 241 | kg | MWp | none | none | none | literature_id: 32 | MG_MC_RE_Tchnologies
use phase - electricity infrastructure | Generation - PV CIGS (rooftop) | module, buffer layer | 2020 | China | silicon | none | mass | 7.2 | kg | MWp | none | none | none | literature_id: 32 | MG_MC_RE_Tchnologies
use phase - electricity infrastructure | Generation - PV CIGS (rooftop) | module, buffer layer | 2020 | China | tin | none | mass | 0 | kg | MWp | none | none | none | literature_id: 32 | MG_MC_RE_Tchnologies
use phase - electricity infrastructure | Generation - PV CIGS (rooftop) | module, transparent conductive oxide layer (TCO) | 2020 | China | indium | none | mass | 59 | kg | MWp | none | none | none | literature_id: 32 | MG_MC_RE_Tchnologies
use phase - electricity infrastructure | Generation - PV CIGS (rooftop) | module, transparent conductive oxide layer (TCO) | 2020 | China | tin | none | mass | 6.4 | kg | MWp | none | none | none | literature_id: 32 | MG_MC_RE_Tchnologies
use phase - electricity infrastructure | Generation - PV CIGS (rooftop) | module, transparent conductive oxide layer (TCO) | 2020 | China | zinc | none | mass | 0 | kg | MWp | none | none | none | literature_id: 32 | MG_MC_RE_Tchnologies
use phase - electricity infrastructure | Generation - PV CIGS (rooftop) | module, transparent conductive oxide layer (TCO) | 2020 | China | aluminium | none | mass | 0.3 | kg | MWp | none | none | none | literature_id: 32 | MG_MC_RE_Tchnologies
use phase - electricity infrastructure | Generation - PV CIGS (rooftop) | module (frame) | 2020 | China | aluminium | none | mass | 11700 | kg | MWp | none | none | none | literature_id: 32 | MG_MC_RE_Tchnologies
use phase - electricity infrastructure | Generation - PV CIGS (rooftop) | mounting structure | 2020 | Germany | stainless steel | none | mass | 45 | kg | MWp | none | none | none | literature_id: 32 | MG_MC_RE_Tchnologies
use phase - electricity infrastructure | Generation - PV CIGS (rooftop) | mounting structure | 2020 | Germany | aluminium | none | mass | 56 | kg | MWp | none | none | none | literature_id: 32 | MG_MC_RE_Tchnologies
use phase - electricity infrastructure | Generation - PV CIGS (rooftop) | cable | 2020 | Germany | copper | none | mass | 834 | kg | MWp | none | none | none | literature_id: 32 | MG_MC_RE_Tchnologies
use phase - electricity infrastructure | Generation - PV CIGS (rooftop) | inverter | 2020 | Germany | steel | none | mass | 156 | kg | MWp | none | none | none | literature_id: 32 | MG_MC_RE_Tchnologies
use phase - electricity infrastructure | Generation - PV CIGS (rooftop) | inverter | 2020 | Germany | aluminium | none | mass | 1364 | kg | MWp | none | none | none | literature_id: 32 | MG_MC_RE_Tchnologies
use phase - electricity infrastructure | Generation - PV CIGS (rooftop) | inverter | 2020 | Germany | copper | none | mass | 501 | kg | MWp | none | none | none | literature_id: 32 | MG_MC_RE_Tchnologies
use phase - electricity infrastructure | Generation - PV CIGS (rooftop) | inverter | 2020 | Germany | printed circuit board | none | mass | 103 | kg | MWp | none | none | none | literature_id: 32 | MG_MC_RE_Tchnologies
use phase - electricity infrastructure | Generation - PV CIGS (rooftop) | module, absorber layer | 2025 | China | silver | none | mass | 69 | kg | MWp | none | none | none | literature_id: 32 | MG_MC_RE_Tchnologies
use phase - electricity infrastructure | Generation - PV CIGS (rooftop) | module, absorber layer | 2025 | China | copper | none | mass | 38 | kg | MWp | none | none | none | literature_id: 32 | MG_MC_RE_Tchnologies
use phase - electricity infrastructure | Generation - PV CIGS (rooftop) | module, absorber layer | 2025 | China | lead | none | mass | 20 | kg | MWp | none | none | none | literature_id: 32 | MG_MC_RE_Tchnologies
use phase - electricity infrastructure | Generation - PV CIGS (rooftop) | module, absorber layer | 2025 | China | bismuth | none | mass | 187 | kg | MWp | none | none | none | literature_id: 32 | MG_MC_RE_Tchnologies
use phase - electricity infrastructure | Generation - PV CIGS (rooftop) | module, buffer layer | 2025 | China | silicon | none | mass | 6.7 | kg | MWp | none | none | none | literature_id: 32 | MG_MC_RE_Tchnologies
use phase - electricity infrastructure | Generation - PV CIGS (rooftop) | module, buffer layer | 2025 | China | tin | none | mass | 0 | kg | MWp | none | none | none | literature_id: 32 | MG_MC_RE_Tchnologies
use phase - electricity infrastructure | Generation - PV CIGS (rooftop) | module, transparent conductive oxide layer (TCO) | 2025 | China | indium | none | mass | 0 | kg | MWp | none | none | none | literature_id: 32 | MG_MC_RE_Tchnologies
use phase - electricity infrastructure | Generation - PV CIGS (rooftop) | module, transparent conductive oxide layer (TCO) | 2025 | China | tin | none | mass | 0 | kg | MWp | none | none | none | literature_id: 32 | MG_MC_RE_Tchnologies
use phase - electricity infrastructure | Generation - PV CIGS (rooftop) | module, transparent conductive oxide layer (TCO) | 2025 | China | zinc | none | mass | 22 | kg | MWp | none | none | none | literature_id: 32 | MG_MC_RE_Tchnologies
use phase - electricity infrastructure | Generation - PV CIGS (rooftop) | module, transparent conductive oxide layer (TCO) | 2025 | China | aluminium | none | mass | 0.3 | kg | MWp | none | none | none | literature_id: 32 | MG_MC_RE_Tchnologies
use phase - electricity infrastructure | Generation - PV CIGS (rooftop) | module (frame) | 2025 | China | aluminium | none | mass | 11028 | kg | MWp | none | none | none | literature_id: 32 | MG_MC_RE_Tchnologies
use phase - electricity infrastructure | Generation - PV CIGS (rooftop) | mounting structure | 2025 | Germany | stainless steel | none | mass | 42 | kg | MWp | none | none | none | literature_id: 32 | MG_MC_RE_Tchnologies
use phase - electricity infrastructure | Generation - PV CIGS (rooftop) | mounting structure | 2025 | Germany | aluminium | none | mass | 52 | kg | MWp | none | none | none | literature_id: 32 | MG_MC_RE_Tchnologies
use phase - electricity infrastructure | Generation - PV CIGS (rooftop) | cable | 2025 | Germany | copper | none | mass | 786 | kg | MWp | none | none | none | literature_id: 32 | MG_MC_RE_Tchnologies
use phase - electricity infrastructure | Generation - PV CIGS (rooftop) | inverter | 2025 | Germany | steel | none | mass | 156 | kg | MWp | none | none | none | literature_id: 32 | MG_MC_RE_Tchnologies
use phase - electricity infrastructure | Generation - PV CIGS (rooftop) | inverter | 2025 | Germany | aluminium | none | mass | 1364 | kg | MWp | none | none | none | literature_id: 32 | MG_MC_RE_Tchnologies
use phase - electricity infrastructure | Generation - PV CIGS (rooftop) | inverter | 2025 | Germany | copper | none | mass | 501 | kg | MWp | none | none | none | literature_id: 32 | MG_MC_RE_Tchnologies
use phase - electricity infrastructure | Generation - PV CIGS (rooftop) | inverter | 2025 | Germany | printed circuit board | none | mass | 103 | kg | MWp | none | none | none | literature_id: 32 | MG_MC_RE_Tchnologies
use phase - electricity infrastructure | Generation - PV CIGS (rooftop) | module, absorber layer | 2030 | China | silver | none | mass | 55 | kg | MWp | none | none | none | literature_id: 32 | MG_MC_RE_Tchnologies
use phase - electricity infrastructure | Generation - PV CIGS (rooftop) | module, absorber layer | 2030 | China | copper | none | mass | 30 | kg | MWp | none | none | none | literature_id: 32 | MG_MC_RE_Tchnologies
use phase - electricity infrastructure | Generation - PV CIGS (rooftop) | module, absorber layer | 2030 | China | lead | none | mass | 15 | kg | MWp | none | none | none | literature_id: 32 | MG_MC_RE_Tchnologies
use phase - electricity infrastructure | Generation - PV CIGS (rooftop) | module, absorber layer | 2030 | China | bismuth | none | mass | 147 | kg | MWp | none | none | none | literature_id: 32 | MG_MC_RE_Tchnologies
use phase - electricity infrastructure | Generation - PV CIGS (rooftop) | module, buffer layer | 2030 | China | silicon | none | mass | 0 | kg | MWp | none | none | none | literature_id: 32 | MG_MC_RE_Tchnologies
use phase - electricity infrastructure | Generation - PV CIGS (rooftop) | module, buffer layer | 2030 | China | tin | none | mass | 6.4 | kg | MWp | none | none | none | literature_id: 32 | MG_MC_RE_Tchnologies
use phase - electricity infrastructure | Generation - PV CIGS (rooftop) | module, transparent conductive oxide layer (TCO) | 2030 | China | indium | none | mass | 0 | kg | MWp | none | none | none | literature_id: 32 | MG_MC_RE_Tchnologies
use phase - electricity infrastructure | Generation - PV CIGS (rooftop) | module, transparent conductive oxide layer (TCO) | 2030 | China | tin | none | mass | 0 | kg | MWp | none | none | none | literature_id: 32 | MG_MC_RE_Tchnologies
use phase - electricity infrastructure | Generation - PV CIGS (rooftop) | module, transparent conductive oxide layer (TCO) | 2030 | China | zinc | none | mass | 18 | kg | MWp | none | none | none | literature_id: 32 | MG_MC_RE_Tchnologies
use phase - electricity infrastructure | Generation - PV CIGS (rooftop) | module, transparent conductive oxide layer (TCO) | 2030 | China | aluminium | none | mass | 0.2 | kg | MWp | none | none | none | literature_id: 32 | MG_MC_RE_Tchnologies
use phase - electricity infrastructure | Generation - PV CIGS (rooftop) | module (frame) | 2030 | China | aluminium | none | mass | 0 | kg | MWp | none | none | none | literature_id: 32 | MG_MC_RE_Tchnologies
use phase - electricity infrastructure | Generation - PV CIGS (rooftop) | mounting structure | 2030 | Germany | stainless steel | none | mass | 40 | kg | MWp | none | none | none | literature_id: 32 | MG_MC_RE_Tchnologies
use phase - electricity infrastructure | Generation - PV CIGS (rooftop) | mounting structure | 2030 | Germany | aluminium | none | mass | 50 | kg | MWp | none | none | none | literature_id: 32 | MG_MC_RE_Tchnologies
use phase - electricity infrastructure | Generation - PV CIGS (rooftop) | cable | 2030 | Germany | copper | none | mass | 743 | kg | MWp | none | none | none | literature_id: 32 | MG_MC_RE_Tchnologies
use phase - electricity infrastructure | Generation - PV CIGS (rooftop) | inverter | 2030 | Germany | steel | none | mass | 156 | kg | MWp | none | none | none | literature_id: 32 | MG_MC_RE_Tchnologies
use phase - electricity infrastructure | Generation - PV CIGS (rooftop) | inverter | 2030 | Germany | aluminium | none | mass | 1364 | kg | MWp | none | none | none | literature_id: 32 | MG_MC_RE_Tchnologies
use phase - electricity infrastructure | Generation - PV CIGS (rooftop) | inverter | 2030 | Germany | copper | none | mass | 501 | kg | MWp | none | none | none | literature_id: 32 | MG_MC_RE_Tchnologies
use phase - electricity infrastructure | Generation - PV CIGS (rooftop) | inverter | 2030 | Germany | printed circuit board | none | mass | 103 | kg | MWp | none | none | none | literature_id: 32 | MG_MC_RE_Tchnologies
use phase - electricity infrastructure | Generation - PV CIGS (rooftop) | module, absorber layer | 2035 | China | silver | none | mass | 44 | kg | MWp | none | none | none | literature_id: 32 | MG_MC_RE_Tchnologies
use phase - electricity infrastructure | Generation - PV CIGS (rooftop) | module, absorber layer | 2035 | China | copper | none | mass | 24 | kg | MWp | none | none | none | literature_id: 32 | MG_MC_RE_Tchnologies
use phase - electricity infrastructure | Generation - PV CIGS (rooftop) | module, absorber layer | 2035 | China | lead | none | mass | 12 | kg | MWp | none | none | none | literature_id: 32 | MG_MC_RE_Tchnologies
use phase - electricity infrastructure | Generation - PV CIGS (rooftop) | module, absorber layer | 2035 | China | bismuth | none | mass | 118 | kg | MWp | none | none | none | literature_id: 32 | MG_MC_RE_Tchnologies
use phase - electricity infrastructure | Generation - PV CIGS (rooftop) | module, buffer layer | 2035 | China | silicon | none | mass | 0 | kg | MWp | none | none | none | literature_id: 32 | MG_MC_RE_Tchnologies
use phase - electricity infrastructure | Generation - PV CIGS (rooftop) | module, buffer layer | 2035 | China | tin | none | mass | 6.1 | kg | MWp | none | none | none | literature_id: 32 | MG_MC_RE_Tchnologies
use phase - electricity infrastructure | Generation - PV CIGS (rooftop) | module, transparent conductive oxide layer (TCO) | 2035 | China | indium | none | mass | 0 | kg | MWp | none | none | none | literature_id: 32 | MG_MC_RE_Tchnologies
use phase - electricity infrastructure | Generation - PV CIGS (rooftop) | module, transparent conductive oxide layer (TCO) | 2035 | China | tin | none | mass | 0 | kg | MWp | none | none | none | literature_id: 32 | MG_MC_RE_Tchnologies
use phase - electricity infrastructure | Generation - PV CIGS (rooftop) | module, transparent conductive oxide layer (TCO) | 2035 | China | zinc | none | mass | 16 | kg | MWp | none | none | none | literature_id: 32 | MG_MC_RE_Tchnologies
use phase - electricity infrastructure | Generation - PV CIGS (rooftop) | module, transparent conductive oxide layer (TCO) | 2035 | China | aluminium | none | mass | 0.2 | kg | MWp | none | none | none | literature_id: 32 | MG_MC_RE_Tchnologies
use phase - electricity infrastructure | Generation - PV CIGS (rooftop) | module (frame) | 2035 | China | aluminium | none | mass | 0 | kg | MWp | none | none | none | literature_id: 32 | MG_MC_RE_Tchnologies
use phase - electricity infrastructure | Generation - PV CIGS (rooftop) | mounting structure | 2035 | Germany | stainless steel | none | mass | 38 | kg | MWp | none | none | none | literature_id: 32 | MG_MC_RE_Tchnologies
use phase - electricity infrastructure | Generation - PV CIGS (rooftop) | mounting structure | 2035 | Germany | aluminium | none | mass | 47 | kg | MWp | none | none | none | literature_id: 32 | MG_MC_RE_Tchnologies
use phase - electricity infrastructure | Generation - PV CIGS (rooftop) | cable | 2035 | Germany | copper | none | mass | 705 | kg | MWp | none | none | none | literature_id: 32 | MG_MC_RE_Tchnologies
use phase - electricity infrastructure | Generation - PV CIGS (rooftop) | inverter | 2035 | Germany | steel | none | mass | 156 | kg | MWp | none | none | none | literature_id: 32 | MG_MC_RE_Tchnologies
use phase - electricity infrastructure | Generation - PV CIGS (rooftop) | inverter | 2035 | Germany | aluminium | none | mass | 1364 | kg | MWp | none | none | none | literature_id: 32 | MG_MC_RE_Tchnologies
use phase - electricity infrastructure | Generation - PV CIGS (rooftop) | inverter | 2035 | Germany | copper | none | mass | 501 | kg | MWp | none | none | none | literature_id: 32 | MG_MC_RE_Tchnologies
use phase - electricity infrastructure | Generation - PV CIGS (rooftop) | inverter | 2035 | Germany | printed circuit board | none | mass | 103 | kg | MWp | none | none | none | literature_id: 32 | MG_MC_RE_Tchnologies
use phase - electricity infrastructure | Generation - PV CIGS (rooftop) | module, absorber layer | 2040 | China | silver | none | mass | 36 | kg | MWp | none | none | none | literature_id: 32 | MG_MC_RE_Tchnologies
use phase - electricity infrastructure | Generation - PV CIGS (rooftop) | module, absorber layer | 2040 | China | copper | none | mass | 19 | kg | MWp | none | none | none | literature_id: 32 | MG_MC_RE_Tchnologies
use phase - electricity infrastructure | Generation - PV CIGS (rooftop) | module, absorber layer | 2040 | China | lead | none | mass | 10 | kg | MWp | none | none | none | literature_id: 32 | MG_MC_RE_Tchnologies
use phase - electricity infrastructure | Generation - PV CIGS (rooftop) | module, absorber layer | 2040 | China | bismuth | none | mass | 96 | kg | MWp | none | none | none | literature_id: 32 | MG_MC_RE_Tchnologies
use phase - electricity infrastructure | Generation - PV CIGS (rooftop) | module, buffer layer | 2040 | China | silicon | none | mass | 0 | kg | MWp | none | none | none | literature_id: 32 | MG_MC_RE_Tchnologies
use phase - electricity infrastructure | Generation - PV CIGS (rooftop) | module, buffer layer | 2040 | China | tin | none | mass | 5.8 | kg | MWp | none | none | none | literature_id: 32 | MG_MC_RE_Tchnologies
use phase - electricity infrastructure | Generation - PV CIGS (rooftop) | module, transparent conductive oxide layer (TCO) | 2040 | China | indium | none | mass | 0 | kg | MWp | none | none | none | literature_id: 32 | MG_MC_RE_Tchnologies
use phase - electricity infrastructure | Generation - PV CIGS (rooftop) | module, transparent conductive oxide layer (TCO) | 2040 | China | tin | none | mass | 0 | kg | MWp | none | none | none | literature_id: 32 | MG_MC_RE_Tchnologies
use phase - electricity infrastructure | Generation - PV CIGS (rooftop) | module, transparent conductive oxide layer (TCO) | 2040 | China | zinc | none | mass | 14 | kg | MWp | none | none | none | literature_id: 32 | MG_MC_RE_Tchnologies
use phase - electricity infrastructure | Generation - PV CIGS (rooftop) | module, transparent conductive oxide layer (TCO) | 2040 | China | aluminium | none | mass | 0.2 | kg | MWp | none | none | none | literature_id: 32 | MG_MC_RE_Tchnologies
use phase - electricity infrastructure | Generation - PV CIGS (rooftop) | module (frame) | 2040 | China | aluminium | none | mass | 0 | kg | MWp | none | none | none | literature_id: 32 | MG_MC_RE_Tchnologies
use phase - electricity infrastructure | Generation - PV CIGS (rooftop) | mounting structure | 2040 | Germany | stainless steel | none | mass | 36 | kg | MWp | none | none | none | literature_id: 32 | MG_MC_RE_Tchnologies
use phase - electricity infrastructure | Generation - PV CIGS (rooftop) | mounting structure | 2040 | Germany | aluminium | none | mass | 45 | kg | MWp | none | none | none | literature_id: 32 | MG_MC_RE_Tchnologies
use phase - electricity infrastructure | Generation - PV CIGS (rooftop) | cable | 2040 | Germany | copper | none | mass | 670 | kg | MWp | none | none | none | literature_id: 32 | MG_MC_RE_Tchnologies
use phase - electricity infrastructure | Generation - PV CIGS (rooftop) | inverter | 2040 | Germany | steel | none | mass | 156 | kg | MWp | none | none | none | literature_id: 32 | MG_MC_RE_Tchnologies
use phase - electricity infrastructure | Generation - PV CIGS (rooftop) | inverter | 2040 | Germany | aluminium | none | mass | 1364 | kg | MWp | none | none | none | literature_id: 32 | MG_MC_RE_Tchnologies
use phase - electricity infrastructure | Generation - PV CIGS (rooftop) | inverter | 2040 | Germany | copper | none | mass | 501 | kg | MWp | none | none | none | literature_id: 32 | MG_MC_RE_Tchnologies
use phase - electricity infrastructure | Generation - PV CIGS (rooftop) | inverter | 2040 | Germany | printed circuit board | none | mass | 103 | kg | MWp | none | none | none | literature_id: 32 | MG_MC_RE_Tchnologies
use phase - electricity infrastructure | Generation - PV CIGS (rooftop) | module, absorber layer | 2045 | China | silver | none | mass | 28 | kg | MWp | none | none | none | literature_id: 32 | MG_MC_RE_Tchnologies
use phase - electricity infrastructure | Generation - PV CIGS (rooftop) | module, absorber layer | 2045 | China | copper | none | mass | 16 | kg | MWp | none | none | none | literature_id: 32 | MG_MC_RE_Tchnologies
use phase - electricity infrastructure | Generation - PV CIGS (rooftop) | module, absorber layer | 2045 | China | lead | none | mass | 8 | kg | MWp | none | none | none | literature_id: 32 | MG_MC_RE_Tchnologies
use phase - electricity infrastructure | Generation - PV CIGS (rooftop) | module, absorber layer | 2045 | China | bismuth | none | mass | 77 | kg | MWp | none | none | none | literature_id: 32 | MG_MC_RE_Tchnologies
use phase - electricity infrastructure | Generation - PV CIGS (rooftop) | module, buffer layer | 2045 | China | silicon | none | mass | 0 | kg | MWp | none | none | none | literature_id: 32 | MG_MC_RE_Tchnologies
use phase - electricity infrastructure | Generation - PV CIGS (rooftop) | module, buffer layer | 2045 | China | tin | none | mass | 5.5 | kg | MWp | none | none | none | literature_id: 32 | MG_MC_RE_Tchnologies
use phase - electricity infrastructure | Generation - PV CIGS (rooftop) | module, transparent conductive oxide layer (TCO) | 2045 | China | indium | none | mass | 0 | kg | MWp | none | none | none | literature_id: 32 | MG_MC_RE_Tchnologies
use phase - electricity infrastructure | Generation - PV CIGS (rooftop) | module, transparent conductive oxide layer (TCO) | 2045 | China | tin | none | mass | 0 | kg | MWp | none | none | none | literature_id: 32 | MG_MC_RE_Tchnologies
use phase - electricity infrastructure | Generation - PV CIGS (rooftop) | module, transparent conductive oxide layer (TCO) | 2045 | China | zinc | none | mass | 12 | kg | MWp | none | none | none | literature_id: 32 | MG_MC_RE_Tchnologies
use phase - electricity infrastructure | Generation - PV CIGS (rooftop) | module, transparent conductive oxide layer (TCO) | 2045 | China | aluminium | none | mass | 0.2 | kg | MWp | none | none | none | literature_id: 32 | MG_MC_RE_Tchnologies
use phase - electricity infrastructure | Generation - PV CIGS (rooftop) | module (frame) | 2045 | China | aluminium | none | mass | 0 | kg | MWp | none | none | none | literature_id: 32 | MG_MC_RE_Tchnologies
use phase - electricity infrastructure | Generation - PV CIGS (rooftop) | mounting structure | 2045 | Germany | stainless steel | none | mass | 34 | kg | MWp | none | none | none | literature_id: 32 | MG_MC_RE_Tchnologies
use phase - electricity infrastructure | Generation - PV CIGS (rooftop) | mounting structure | 2045 | Germany | aluminium | none | mass | 43 | kg | MWp | none | none | none | literature_id: 32 | MG_MC_RE_Tchnologies
use phase - electricity infrastructure | Generation - PV CIGS (rooftop) | cable | 2045 | Germany | copper | none | mass | 639 | kg | MWp | none | none | none | literature_id: 32 | MG_MC_RE_Tchnologies
use phase - electricity infrastructure | Generation - PV CIGS (rooftop) | inverter | 2045 | Germany | steel | none | mass | 156 | kg | MWp | none | none | none | literature_id: 32 | MG_MC_RE_Tchnologies
use phase - electricity infrastructure | Generation - PV CIGS (rooftop) | inverter | 2045 | Germany | aluminium | none | mass | 1364 | kg | MWp | none | none | none | literature_id: 32 | MG_MC_RE_Tchnologies
use phase - electricity infrastructure | Generation - PV CIGS (rooftop) | inverter | 2045 | Germany | copper | none | mass | 501 | kg | MWp | none | none | none | literature_id: 32 | MG_MC_RE_Tchnologies
use phase - electricity infrastructure | Generation - PV CIGS (rooftop) | inverter | 2045 | Germany | printed circuit board | none | mass | 103 | kg | MWp | none | none | none | literature_id: 32 | MG_MC_RE_Tchnologies
use phase - electricity infrastructure | Generation - PV CIGS (rooftop) | module, absorber layer | 2050 | China | silver | none | mass | 23 | kg | MWp | none | none | none | literature_id: 32 | MG_MC_RE_Tchnologies
use phase - electricity infrastructure | Generation - PV CIGS (rooftop) | module, absorber layer | 2050 | China | copper | none | mass | 12 | kg | MWp | none | none | none | literature_id: 32 | MG_MC_RE_Tchnologies
use phase - electricity infrastructure | Generation - PV CIGS (rooftop) | module, absorber layer | 2050 | China | lead | none | mass | 6 | kg | MWp | none | none | none | literature_id: 32 | MG_MC_RE_Tchnologies
use phase - electricity infrastructure | Generation - PV CIGS (rooftop) | module, absorber layer | 2050 | China | bismuth | none | mass | 61 | kg | MWp | none | none | none | literature_id: 32 | MG_MC_RE_Tchnologies
use phase - electricity infrastructure | Generation - PV CIGS (rooftop) | module, buffer layer | 2050 | China | silicon | none | mass | 0 | kg | MWp | none | none | none | literature_id: 32 | MG_MC_RE_Tchnologies
use phase - electricity infrastructure | Generation - PV CIGS (rooftop) | module, buffer layer | 2050 | China | tin | none | mass | 5.3 | kg | MWp | none | none | none | literature_id: 32 | MG_MC_RE_Tchnologies
use phase - electricity infrastructure | Generation - PV CIGS (rooftop) | module, transparent conductive oxide layer (TCO) | 2050 | China | indium | none | mass | 0 | kg | MWp | none | none | none | literature_id: 32 | MG_MC_RE_Tchnologies
use phase - electricity infrastructure | Generation - PV CIGS (rooftop) | module, transparent conductive oxide layer (TCO) | 2050 | China | tin | none | mass | 0 | kg | MWp | none | none | none | literature_id: 32 | MG_MC_RE_Tchnologies
use phase - electricity infrastructure | Generation - PV CIGS (rooftop) | module, transparent conductive oxide layer (TCO) | 2050 | China | zinc | none | mass | 11 | kg | MWp | none | none | none | literature_id: 32 | MG_MC_RE_Tchnologies
use phase - electricity infrastructure | Generation - PV CIGS (rooftop) | module, transparent conductive oxide layer (TCO) | 2050 | China | aluminium | none | mass | 0.1 | kg | MWp | none | none | none | literature_id: 32 | MG_MC_RE_Tchnologies
use phase - electricity infrastructure | Generation - PV CIGS (rooftop) | module (frame) | 2050 | China | aluminium | none | mass | 0 | kg | MWp | none | none | none | literature_id: 32 | MG_MC_RE_Tchnologies
use phase - electricity infrastructure | Generation - PV CIGS (rooftop) | mounting structure | 2050 | Germany | stainless steel | none | mass | 33 | kg | MWp | none | none | none | literature_id: 32 | MG_MC_RE_Tchnologies
use phase - electricity infrastructure | Generation - PV CIGS (rooftop) | mounting structure | 2050 | Germany | aluminium | none | mass | 41 | kg | MWp | none | none | none | literature_id: 32 | MG_MC_RE_Tchnologies
use phase - electricity infrastructure | Generation - PV CIGS (rooftop) | cable | 2050 | Germany | copper | none | mass | 612 | kg | MWp | none | none | none | literature_id: 32 | MG_MC_RE_Tchnologies
use phase - electricity infrastructure | Generation - PV CIGS (rooftop) | inverter | 2050 | Germany | steel | none | mass | 156 | kg | MWp | none | none | none | literature_id: 32 | MG_MC_RE_Tchnologies
use phase - electricity infrastructure | Generation - PV CIGS (rooftop) | inverter | 2050 | Germany | aluminium | none | mass | 1364 | kg | MWp | none | none | none | literature_id: 32 | MG_MC_RE_Tchnologies
use phase - electricity infrastructure | Generation - PV CIGS (rooftop) | inverter | 2050 | Germany | copper | none | mass | 501 | kg | MWp | none | none | none | literature_id: 32 | MG_MC_RE_Tchnologies
use phase - electricity infrastructure | Generation - PV CIGS (rooftop) | inverter | 2050 | Germany | printed circuit board | none | mass | 103 | kg | MWp | none | none | none | literature_id: 32 | MG_MC_RE_Tchnologies
use phase - electricity infrastructure | Generation - PV CIGS (ground mounted) | module, absorber layer | 2018 | China | copper | none | mass | 92 | kg | MWp | none | none | none | literature_id: 32 | MG_MC_RE_Tchnologies
use phase - electricity infrastructure | Generation - PV CIGS (ground mounted) | module, absorber layer | 2018 | China | indium | none | mass | 50 | kg | MWp | none | none | none | literature_id: 32 | MG_MC_RE_Tchnologies
use phase - electricity infrastructure | Generation - PV CIGS (ground mounted) | module, absorber layer | 2018 | China | gallium | none | mass | 26 | kg | MWp | none | none | none | literature_id: 32 | MG_MC_RE_Tchnologies
use phase - electricity infrastructure | Generation - PV CIGS (ground mounted) | module, absorber layer | 2018 | China | selenium | none | mass | 248 | kg | MWp | none | none | none | literature_id: 32 | MG_MC_RE_Tchnologies
use phase - electricity infrastructure | Generation - PV CIGS (ground mounted) | module, buffer layer | 2018 | China | cadmium | none | mass | 7.4 | kg | MWp | none | none | none | literature_id: 32 | MG_MC_RE_Tchnologies
use phase - electricity infrastructure | Generation - PV CIGS (ground mounted) | module, buffer layer | 2018 | China | zinc | none | mass | 0 | kg | MWp | none | none | none | literature_id: 32 | MG_MC_RE_Tchnologies
use phase - electricity infrastructure | Generation - PV CIGS (ground mounted) | module, transparent conductive oxide layer (TCO) | 2018 | China | indium | none | mass | 61 | kg | MWp | none | none | none | literature_id: 32 | MG_MC_RE_Tchnologies
use phase - electricity infrastructure | Generation - PV CIGS (ground mounted) | module, transparent conductive oxide layer (TCO) | 2018 | China | tin | none | mass | 6.6 | kg | MWp | none | none | none | literature_id: 32 | MG_MC_RE_Tchnologies
use phase - electricity infrastructure | Generation - PV CIGS (ground mounted) | module, transparent conductive oxide layer (TCO) | 2018 | China | zinc | none | mass | 0 | kg | MWp | none | none | none | literature_id: 32 | MG_MC_RE_Tchnologies
use phase - electricity infrastructure | Generation - PV CIGS (ground mounted) | module, transparent conductive oxide layer (TCO) | 2018 | China | aluminium | none | mass | 0 | kg | MWp | none | none | none | literature_id: 32 | MG_MC_RE_Tchnologies
use phase - electricity infrastructure | Generation - PV CIGS (ground mounted) | module (frame) | 2018 | China | aluminium | none | mass | 12031 | kg | MWp | none | none | none | literature_id: 32 | MG_MC_RE_Tchnologies
use phase - electricity infrastructure | Generation - PV CIGS (ground mounted) | mounting structure | 2018 | Germany | steel | none | mass | 466 | kg | MWp | none | none | none | literature_id: 33 | MG_MC_RE_Tchnologies
use phase - electricity infrastructure | Generation - PV CIGS (ground mounted) | mounting structure | 2018 | Germany | stainless steel | none | mass | 19 | kg | MWp | none | none | none | literature_id: 32 | MG_MC_RE_Tchnologies
use phase - electricity infrastructure | Generation - PV CIGS (ground mounted) | mounting structure | 2018 | Germany | aluminium | none | mass | 302 | kg | MWp | none | none | none | literature_id: 32 | MG_MC_RE_Tchnologies
use phase - electricity infrastructure | Generation - PV CIGS (ground mounted) | cable | 2018 | Germany | copper | none | mass | 1488 | kg | MWp | none | none | none | literature_id: 32 | MG_MC_RE_Tchnologies
use phase - electricity infrastructure | Generation - PV CIGS (ground mounted) | inverter | 2018 | Germany | steel | none | mass | 94 | kg | MWp | none | none | none | literature_id: 32 | MG_MC_RE_Tchnologies
use phase - electricity infrastructure | Generation - PV CIGS (ground mounted) | inverter | 2018 | Germany | aluminium | none | mass | 543 | kg | MWp | none | none | none | literature_id: 32 | MG_MC_RE_Tchnologies
use phase - electricity infrastructure | Generation - PV CIGS (ground mounted) | inverter | 2018 | Germany | copper | none | mass | 288 | kg | MWp | none | none | none | literature_id: 32 | MG_MC_RE_Tchnologies
use phase - electricity infrastructure | Generation - PV CIGS (ground mounted) | inverter | 2018 | Germany | printed circuit board | none | mass | 103 | kg | MWp | none | none | none | literature_id: 32 | MG_MC_RE_Tchnologies
use phase - electricity infrastructure | Generation - PV CIGS (ground mounted) | module, absorber layer | 2020 | China | silver | none | mass | 90 | kg | MWp | none | none | none | literature_id: 32 | MG_MC_RE_Tchnologies
use phase - electricity infrastructure | Generation - PV CIGS (ground mounted) | module, absorber layer | 2020 | China | copper | none | mass | 49 | kg | MWp | none | none | none | literature_id: 32 | MG_MC_RE_Tchnologies
use phase - electricity infrastructure | Generation - PV CIGS (ground mounted) | module, absorber layer | 2020 | China | lead | none | mass | 25 | kg | MWp | none | none | none | literature_id: 32 | MG_MC_RE_Tchnologies
use phase - electricity infrastructure | Generation - PV CIGS (ground mounted) | module, absorber layer | 2020 | China | bismuth | none | mass | 241 | kg | MWp | none | none | none | literature_id: 32 | MG_MC_RE_Tchnologies
use phase - electricity infrastructure | Generation - PV CIGS (ground mounted) | module, buffer layer | 2020 | China | silicon | none | mass | 7.2 | kg | MWp | none | none | none | literature_id: 32 | MG_MC_RE_Tchnologies
use phase - electricity infrastructure | Generation - PV CIGS (ground mounted) | module, buffer layer | 2020 | China | tin | none | mass | 0 | kg | MWp | none | none | none | literature_id: 32 | MG_MC_RE_Tchnologies
use phase - electricity infrastructure | Generation - PV CIGS (ground mounted) | module, transparent conductive oxide layer (TCO) | 2020 | China | indium | none | mass | 59 | kg | MWp | none | none | none | literature_id: 32 | MG_MC_RE_Tchnologies
use phase - electricity infrastructure | Generation - PV CIGS (ground mounted) | module, transparent conductive oxide layer (TCO) | 2020 | China | tin | none | mass | 6.4 | kg | MWp | none | none | none | literature_id: 32 | MG_MC_RE_Tchnologies
use phase - electricity infrastructure | Generation - PV CIGS (ground mounted) | module, transparent conductive oxide layer (TCO) | 2020 | China | zinc | none | mass | 0 | kg | MWp | none | none | none | literature_id: 32 | MG_MC_RE_Tchnologies
use phase - electricity infrastructure | Generation - PV CIGS (ground mounted) | module, transparent conductive oxide layer (TCO) | 2020 | China | aluminium | none | mass | 0.3 | kg | MWp | none | none | none | literature_id: 32 | MG_MC_RE_Tchnologies
use phase - electricity infrastructure | Generation - PV CIGS (ground mounted) | module (frame) | 2020 | China | aluminium | none | mass | 11700 | kg | MWp | none | none | none | literature_id: 32 | MG_MC_RE_Tchnologies
use phase - electricity infrastructure | Generation - PV CIGS (ground mounted) | mounting structure | 2020 | Germany | steel | none | mass | 453 | kg | MWp | none | none | none | literature_id: 32 | MG_MC_RE_Tchnologies
use phase - electricity infrastructure | Generation - PV CIGS (ground mounted) | mounting structure | 2020 | Germany | stainless steel | none | mass | 19 | kg | MWp | none | none | none | literature_id: 32 | MG_MC_RE_Tchnologies
use phase - electricity infrastructure | Generation - PV CIGS (ground mounted) | mounting structure | 2020 | Germany | aluminium | none | mass | 294 | kg | MWp | none | none | none | literature_id: 32 | MG_MC_RE_Tchnologies
use phase - electricity infrastructure | Generation - PV CIGS (ground mounted) | cable | 2020 | Germany | copper | none | mass | 1447 | kg | MWp | none | none | none | literature_id: 32 | MG_MC_RE_Tchnologies
use phase - electricity infrastructure | Generation - PV CIGS (ground mounted) | inverter | 2020 | Germany | steel | none | mass | 94 | kg | MWp | none | none | none | literature_id: 32 | MG_MC_RE_Tchnologies
use phase - electricity infrastructure | Generation - PV CIGS (ground mounted) | inverter | 2020 | Germany | aluminium | none | mass | 543 | kg | MWp | none | none | none | literature_id: 32 | MG_MC_RE_Tchnologies
use phase - electricity infrastructure | Generation - PV CIGS (ground mounted) | inverter | 2020 | Germany | copper | none | mass | 288 | kg | MWp | none | none | none | literature_id: 32 | MG_MC_RE_Tchnologies
use phase - electricity infrastructure | Generation - PV CIGS (ground mounted) | inverter | 2020 | Germany | printed circuit board | none | mass | 103 | kg | MWp | none | none | none | literature_id: 32 | MG_MC_RE_Tchnologies
use phase - electricity infrastructure | Generation - PV CIGS (ground mounted) | module, absorber layer | 2025 | China | silver | none | mass | 69 | kg | MWp | none | none | none | literature_id: 32 | MG_MC_RE_Tchnologies
use phase - electricity infrastructure | Generation - PV CIGS (ground mounted) | module, absorber layer | 2025 | China | copper | none | mass | 38 | kg | MWp | none | none | none | literature_id: 32 | MG_MC_RE_Tchnologies
use phase - electricity infrastructure | Generation - PV CIGS (ground mounted) | module, absorber layer | 2025 | China | lead | none | mass | 20 | kg | MWp | none | none | none | literature_id: 32 | MG_MC_RE_Tchnologies
use phase - electricity infrastructure | Generation - PV CIGS (ground mounted) | module, absorber layer | 2025 | China | bismuth | none | mass | 187 | kg | MWp | none | none | none | literature_id: 32 | MG_MC_RE_Tchnologies
use phase - electricity infrastructure | Generation - PV CIGS (ground mounted) | module, buffer layer | 2025 | China | silicon | none | mass | 6.7 | kg | MWp | none | none | none | literature_id: 32 | MG_MC_RE_Tchnologies
use phase - electricity infrastructure | Generation - PV CIGS (ground mounted) | module, buffer layer | 2025 | China | tin | none | mass | 0 | kg | MWp | none | none | none | literature_id: 32 | MG_MC_RE_Tchnologies
use phase - electricity infrastructure | Generation - PV CIGS (ground mounted) | module, transparent conductive oxide layer (TCO) | 2025 | China | indium | none | mass | 0 | kg | MWp | none | none | none | literature_id: 32 | MG_MC_RE_Tchnologies
use phase - electricity infrastructure | Generation - PV CIGS (ground mounted) | module, transparent conductive oxide layer (TCO) | 2025 | China | tin | none | mass | 0 | kg | MWp | none | none | none | literature_id: 32 | MG_MC_RE_Tchnologies
use phase - electricity infrastructure | Generation - PV CIGS (ground mounted) | module, transparent conductive oxide layer (TCO) | 2025 | China | zinc | none | mass | 22 | kg | MWp | none | none | none | literature_id: 32 | MG_MC_RE_Tchnologies
use phase - electricity infrastructure | Generation - PV CIGS (ground mounted) | module, transparent conductive oxide layer (TCO) | 2025 | China | aluminium | none | mass | 0.3 | kg | MWp | none | none | none | literature_id: 32 | MG_MC_RE_Tchnologies
use phase - electricity infrastructure | Generation - PV CIGS (ground mounted) | module (frame) | 2025 | China | aluminium | none | mass | 11028 | kg | MWp | none | none | none | literature_id: 32 | MG_MC_RE_Tchnologies
use phase - electricity infrastructure | Generation - PV CIGS (ground mounted) | mounting structure | 2025 | Germany | steel | none | mass | 427 | kg | MWp | none | none | none | literature_id: 32 | MG_MC_RE_Tchnologies
use phase - electricity infrastructure | Generation - PV CIGS (ground mounted) | mounting structure | 2025 | Germany | stainless steel | none | mass | 18 | kg | MWp | none | none | none | literature_id: 32 | MG_MC_RE_Tchnologies
use phase - electricity infrastructure | Generation - PV CIGS (ground mounted) | mounting structure | 2025 | Germany | aluminium | none | mass | 277 | kg | MWp | none | none | none | literature_id: 32 | MG_MC_RE_Tchnologies
use phase - electricity infrastructure | Generation - PV CIGS (ground mounted) | cable | 2025 | Germany | copper | none | mass | 1364 | kg | MWp | none | none | none | literature_id: 32 | MG_MC_RE_Tchnologies
use phase - electricity infrastructure | Generation - PV CIGS (ground mounted) | inverter | 2025 | Germany | steel | none | mass | 94 | kg | MWp | none | none | none | literature_id: 32 | MG_MC_RE_Tchnologies
use phase - electricity infrastructure | Generation - PV CIGS (ground mounted) | inverter | 2025 | Germany | aluminium | none | mass | 543 | kg | MWp | none | none | none | literature_id: 32 | MG_MC_RE_Tchnologies
use phase - electricity infrastructure | Generation - PV CIGS (ground mounted) | inverter | 2025 | Germany | copper | none | mass | 288 | kg | MWp | none | none | none | literature_id: 32 | MG_MC_RE_Tchnologies
use phase - electricity infrastructure | Generation - PV CIGS (ground mounted) | inverter | 2025 | Germany | printed circuit board | none | mass | 103 | kg | MWp | none | none | none | literature_id: 32 | MG_MC_RE_Tchnologies
use phase - electricity infrastructure | Generation - PV CIGS (ground mounted) | module, absorber layer | 2030 | China | silver | none | mass | 55 | kg | MWp | none | none | none | literature_id: 32 | MG_MC_RE_Tchnologies
use phase - electricity infrastructure | Generation - PV CIGS (ground mounted) | module, absorber layer | 2030 | China | copper | none | mass | 30 | kg | MWp | none | none | none | literature_id: 32 | MG_MC_RE_Tchnologies
use phase - electricity infrastructure | Generation - PV CIGS (ground mounted) | module, absorber layer | 2030 | China | lead | none | mass | 15 | kg | MWp | none | none | none | literature_id: 32 | MG_MC_RE_Tchnologies
use phase - electricity infrastructure | Generation - PV CIGS (ground mounted) | module, absorber layer | 2030 | China | bismuth | none | mass | 147 | kg | MWp | none | none | none | literature_id: 32 | MG_MC_RE_Tchnologies
use phase - electricity infrastructure | Generation - PV CIGS (ground mounted) | module, buffer layer | 2030 | China | silicon | none | mass | 0 | kg | MWp | none | none | none | literature_id: 32 | MG_MC_RE_Tchnologies
use phase - electricity infrastructure | Generation - PV CIGS (ground mounted) | module, buffer layer | 2030 | China | tin | none | mass | 6.4 | kg | MWp | none | none | none | literature_id: 32 | MG_MC_RE_Tchnologies
use phase - electricity infrastructure | Generation - PV CIGS (ground mounted) | module, transparent conductive oxide layer (TCO) | 2030 | China | indium | none | mass | 0 | kg | MWp | none | none | none | literature_id: 32 | MG_MC_RE_Tchnologies
use phase - electricity infrastructure | Generation - PV CIGS (ground mounted) | module, transparent conductive oxide layer (TCO) | 2030 | China | tin | none | mass | 0 | kg | MWp | none | none | none | literature_id: 32 | MG_MC_RE_Tchnologies
use phase - electricity infrastructure | Generation - PV CIGS (ground mounted) | module, transparent conductive oxide layer (TCO) | 2030 | China | zinc | none | mass | 18 | kg | MWp | none | none | none | literature_id: 32 | MG_MC_RE_Tchnologies
use phase - electricity infrastructure | Generation - PV CIGS (ground mounted) | module, transparent conductive oxide layer (TCO) | 2030 | China | aluminium | none | mass | 0.2 | kg | MWp | none | none | none | literature_id: 32 | MG_MC_RE_Tchnologies
use phase - electricity infrastructure | Generation - PV CIGS (ground mounted) | module (frame) | 2030 | China | aluminium | none | mass | 0 | kg | MWp | none | none | none | literature_id: 32 | MG_MC_RE_Tchnologies
use phase - electricity infrastructure | Generation - PV CIGS (ground mounted) | mounting structure | 2030 | Germany | steel | none | mass | 404 | kg | MWp | none | none | none | literature_id: 32 | MG_MC_RE_Tchnologies
use phase - electricity infrastructure | Generation - PV CIGS (ground mounted) | mounting structure | 2030 | Germany | stainless steel | none | mass | 17 | kg | MWp | none | none | none | literature_id: 32 | MG_MC_RE_Tchnologies
use phase - electricity infrastructure | Generation - PV CIGS (ground mounted) | mounting structure | 2030 | Germany | aluminium | none | mass | 262 | kg | MWp | none | none | none | literature_id: 32 | MG_MC_RE_Tchnologies
use phase - electricity infrastructure | Generation - PV CIGS (ground mounted) | cable | 2030 | Germany | copper | none | mass | 1290 | kg | MWp | none | none | none | literature_id: 32 | MG_MC_RE_Tchnologies
use phase - electricity infrastructure | Generation - PV CIGS (ground mounted) | inverter | 2030 | Germany | steel | none | mass | 94 | kg | MWp | none | none | none | literature_id: 32 | MG_MC_RE_Tchnologies
use phase - electricity infrastructure | Generation - PV CIGS (ground mounted) | inverter | 2030 | Germany | aluminium | none | mass | 543 | kg | MWp | none | none | none | literature_id: 32 | MG_MC_RE_Tchnologies
use phase - electricity infrastructure | Generation - PV CIGS (ground mounted) | inverter | 2030 | Germany | copper | none | mass | 288 | kg | MWp | none | none | none | literature_id: 32 | MG_MC_RE_Tchnologies
use phase - electricity infrastructure | Generation - PV CIGS (ground mounted) | inverter | 2030 | Germany | printed circuit board | none | mass | 103 | kg | MWp | none | none | none | literature_id: 32 | MG_MC_RE_Tchnologies
use phase - electricity infrastructure | Generation - PV CIGS (ground mounted) | module, absorber layer | 2035 | China | silver | none | mass | 44 | kg | MWp | none | none | none | literature_id: 32 | MG_MC_RE_Tchnologies
use phase - electricity infrastructure | Generation - PV CIGS (ground mounted) | module, absorber layer | 2035 | China | copper | none | mass | 24 | kg | MWp | none | none | none | literature_id: 32 | MG_MC_RE_Tchnologies
use phase - electricity infrastructure | Generation - PV CIGS (ground mounted) | module, absorber layer | 2035 | China | lead | none | mass | 12 | kg | MWp | none | none | none | literature_id: 32 | MG_MC_RE_Tchnologies
use phase - electricity infrastructure | Generation - PV CIGS (ground mounted) | module, absorber layer | 2035 | China | bismuth | none | mass | 118 | kg | MWp | none | none | none | literature_id: 32 | MG_MC_RE_Tchnologies
use phase - electricity infrastructure | Generation - PV CIGS (ground mounted) | module, buffer layer | 2035 | China | silicon | none | mass | 0 | kg | MWp | none | none | none | literature_id: 32 | MG_MC_RE_Tchnologies
use phase - electricity infrastructure | Generation - PV CIGS (ground mounted) | module, buffer layer | 2035 | China | tin | none | mass | 6.1 | kg | MWp | none | none | none | literature_id: 32 | MG_MC_RE_Tchnologies
use phase - electricity infrastructure | Generation - PV CIGS (ground mounted) | module, transparent conductive oxide layer (TCO) | 2035 | China | indium | none | mass | 0 | kg | MWp | none | none | none | literature_id: 32 | MG_MC_RE_Tchnologies
use phase - electricity infrastructure | Generation - PV CIGS (ground mounted) | module, transparent conductive oxide layer (TCO) | 2035 | China | tin | none | mass | 0 | kg | MWp | none | none | none | literature_id: 32 | MG_MC_RE_Tchnologies
use phase - electricity infrastructure | Generation - PV CIGS (ground mounted) | module, transparent conductive oxide layer (TCO) | 2035 | China | zinc | none | mass | 16 | kg | MWp | none | none | none | literature_id: 32 | MG_MC_RE_Tchnologies
use phase - electricity infrastructure | Generation - PV CIGS (ground mounted) | module, transparent conductive oxide layer (TCO) | 2035 | China | aluminium | none | mass | 0.2 | kg | MWp | none | none | none | literature_id: 32 | MG_MC_RE_Tchnologies
use phase - electricity infrastructure | Generation - PV CIGS (ground mounted) | module (frame) | 2035 | China | aluminium | none | mass | 0 | kg | MWp | none | none | none | literature_id: 32 | MG_MC_RE_Tchnologies
use phase - electricity infrastructure | Generation - PV CIGS (ground mounted) | mounting structure | 2035 | Germany | steel | none | mass | 383 | kg | MWp | none | none | none | literature_id: 32 | MG_MC_RE_Tchnologies
use phase - electricity infrastructure | Generation - PV CIGS (ground mounted) | mounting structure | 2035 | Germany | stainless steel | none | mass | 16 | kg | MWp | none | none | none | literature_id: 32 | MG_MC_RE_Tchnologies
use phase - electricity infrastructure | Generation - PV CIGS (ground mounted) | mounting structure | 2035 | Germany | aluminium | none | mass | 248 | kg | MWp | none | none | none | literature_id: 32 | MG_MC_RE_Tchnologies
use phase - electricity infrastructure | Generation - PV CIGS (ground mounted) | cable | 2035 | Germany | copper | none | mass | 1223 | kg | MWp | none | none | none | literature_id: 32 | MG_MC_RE_Tchnologies
use phase - electricity infrastructure | Generation - PV CIGS (ground mounted) | inverter | 2035 | Germany | steel | none | mass | 94 | kg | MWp | none | none | none | literature_id: 32 | MG_MC_RE_Tchnologies
use phase - electricity infrastructure | Generation - PV CIGS (ground mounted) | inverter | 2035 | Germany | aluminium | none | mass | 543 | kg | MWp | none | none | none | literature_id: 32 | MG_MC_RE_Tchnologies
use phase - electricity infrastructure | Generation - PV CIGS (ground mounted) | inverter | 2035 | Germany | copper | none | mass | 288 | kg | MWp | none | none | none | literature_id: 32 | MG_MC_RE_Tchnologies
use phase - electricity infrastructure | Generation - PV CIGS (ground mounted) | inverter | 2035 | Germany | printed circuit board | none | mass | 103 | kg | MWp | none | none | none | literature_id: 32 | MG_MC_RE_Tchnologies
use phase - electricity infrastructure | Generation - PV CIGS (ground mounted) | module, absorber layer | 2040 | China | silver | none | mass | 36 | kg | MWp | none | none | none | literature_id: 32 | MG_MC_RE_Tchnologies
use phase - electricity infrastructure | Generation - PV CIGS (ground mounted) | module, absorber layer | 2040 | China | copper | none | mass | 19 | kg | MWp | none | none | none | literature_id: 32 | MG_MC_RE_Tchnologies
use phase - electricity infrastructure | Generation - PV CIGS (ground mounted) | module, absorber layer | 2040 | China | lead | none | mass | 10 | kg | MWp | none | none | none | literature_id: 32 | MG_MC_RE_Tchnologies
use phase - electricity infrastructure | Generation - PV CIGS (ground mounted) | module, absorber layer | 2040 | China | bismuth | none | mass | 96 | kg | MWp | none | none | none | literature_id: 32 | MG_MC_RE_Tchnologies
use phase - electricity infrastructure | Generation - PV CIGS (ground mounted) | module, buffer layer | 2040 | China | silicon | none | mass | 0 | kg | MWp | none | none | none | literature_id: 32 | MG_MC_RE_Tchnologies
use phase - electricity infrastructure | Generation - PV CIGS (ground mounted) | module, buffer layer | 2040 | China | tin | none | mass | 5.8 | kg | MWp | none | none | none | literature_id: 32 | MG_MC_RE_Tchnologies
use phase - electricity infrastructure | Generation - PV CIGS (ground mounted) | module, transparent conductive oxide layer (TCO) | 2040 | China | indium | none | mass | 0 | kg | MWp | none | none | none | literature_id: 32 | MG_MC_RE_Tchnologies
use phase - electricity infrastructure | Generation - PV CIGS (ground mounted) | module, transparent conductive oxide layer (TCO) | 2040 | China | tin | none | mass | 0 | kg | MWp | none | none | none | literature_id: 32 | MG_MC_RE_Tchnologies
use phase - electricity infrastructure | Generation - PV CIGS (ground mounted) | module, transparent conductive oxide layer (TCO) | 2040 | China | zinc | none | mass | 14 | kg | MWp | none | none | none | literature_id: 32 | MG_MC_RE_Tchnologies
use phase - electricity infrastructure | Generation - PV CIGS (ground mounted) | module, transparent conductive oxide layer (TCO) | 2040 | China | aluminium | none | mass | 0.2 | kg | MWp | none | none | none | literature_id: 32 | MG_MC_RE_Tchnologies
use phase - electricity infrastructure | Generation - PV CIGS (ground mounted) | module (frame) | 2040 | China | aluminium | none | mass | 0 | kg | MWp | none | none | none | literature_id: 32 | MG_MC_RE_Tchnologies
use phase - electricity infrastructure | Generation - PV CIGS (ground mounted) | mounting structure | 2040 | Germany | steel | none | mass | 364 | kg | MWp | none | none | none | literature_id: 32 | MG_MC_RE_Tchnologies
use phase - electricity infrastructure | Generation - PV CIGS (ground mounted) | mounting structure | 2040 | Germany | stainless steel | none | mass | 15 | kg | MWp | none | none | none | literature_id: 32 | MG_MC_RE_Tchnologies
use phase - electricity infrastructure | Generation - PV CIGS (ground mounted) | mounting structure | 2040 | Germany | aluminium | none | mass | 236 | kg | MWp | none | none | none | literature_id: 32 | MG_MC_RE_Tchnologies
use phase - electricity infrastructure | Generation - PV CIGS (ground mounted) | cable | 2040 | Germany | copper | none | mass | 1163 | kg | MWp | none | none | none | literature_id: 32 | MG_MC_RE_Tchnologies
use phase - electricity infrastructure | Generation - PV CIGS (ground mounted) | inverter | 2040 | Germany | steel | none | mass | 94 | kg | MWp | none | none | none | literature_id: 32 | MG_MC_RE_Tchnologies
use phase - electricity infrastructure | Generation - PV CIGS (ground mounted) | inverter | 2040 | Germany | aluminium | none | mass | 543 | kg | MWp | none | none | none | literature_id: 32 | MG_MC_RE_Tchnologies
use phase - electricity infrastructure | Generation - PV CIGS (ground mounted) | inverter | 2040 | Germany | copper | none | mass | 288 | kg | MWp | none | none | none | literature_id: 32 | MG_MC_RE_Tchnologies
use phase - electricity infrastructure | Generation - PV CIGS (ground mounted) | inverter | 2040 | Germany | printed circuit board | none | mass | 103 | kg | MWp | none | none | none | literature_id: 32 | MG_MC_RE_Tchnologies
use phase - electricity infrastructure | Generation - PV CIGS (ground mounted) | module, absorber layer | 2045 | China | silver | none | mass | 28 | kg | MWp | none | none | none | literature_id: 32 | MG_MC_RE_Tchnologies
use phase - electricity infrastructure | Generation - PV CIGS (ground mounted) | module, absorber layer | 2045 | China | copper | none | mass | 16 | kg | MWp | none | none | none | literature_id: 32 | MG_MC_RE_Tchnologies
use phase - electricity infrastructure | Generation - PV CIGS (ground mounted) | module, absorber layer | 2045 | China | lead | none | mass | 8 | kg | MWp | none | none | none | literature_id: 32 | MG_MC_RE_Tchnologies
use phase - electricity infrastructure | Generation - PV CIGS (ground mounted) | module, absorber layer | 2045 | China | bismuth | none | mass | 77 | kg | MWp | none | none | none | literature_id: 32 | MG_MC_RE_Tchnologies
use phase - electricity infrastructure | Generation - PV CIGS (ground mounted) | module, buffer layer | 2045 | China | silicon | none | mass | 0 | kg | MWp | none | none | none | literature_id: 32 | MG_MC_RE_Tchnologies
use phase - electricity infrastructure | Generation - PV CIGS (ground mounted) | module, buffer layer | 2045 | China | tin | none | mass | 5.5 | kg | MWp | none | none | none | literature_id: 32 | MG_MC_RE_Tchnologies
use phase - electricity infrastructure | Generation - PV CIGS (ground mounted) | module, transparent conductive oxide layer (TCO) | 2045 | China | indium | none | mass | 0 | kg | MWp | none | none | none | literature_id: 32 | MG_MC_RE_Tchnologies
use phase - electricity infrastructure | Generation - PV CIGS (ground mounted) | module, transparent conductive oxide layer (TCO) | 2045 | China | tin | none | mass | 0 | kg | MWp | none | none | none | literature_id: 32 | MG_MC_RE_Tchnologies
use phase - electricity infrastructure | Generation - PV CIGS (ground mounted) | module, transparent conductive oxide layer (TCO) | 2045 | China | zinc | none | mass | 12 | kg | MWp | none | none | none | literature_id: 32 | MG_MC_RE_Tchnologies
use phase - electricity infrastructure | Generation - PV CIGS (ground mounted) | module, transparent conductive oxide layer (TCO) | 2045 | China | aluminium | none | mass | 0.2 | kg | MWp | none | none | none | literature_id: 32 | MG_MC_RE_Tchnologies
use phase - electricity infrastructure | Generation - PV CIGS (ground mounted) | module (frame) | 2045 | China | aluminium | none | mass | 0 | kg | MWp | none | none | none | literature_id: 32 | MG_MC_RE_Tchnologies
use phase - electricity infrastructure | Generation - PV CIGS (ground mounted) | mounting structure | 2045 | Germany | steel | none | mass | 347 | kg | MWp | none | none | none | literature_id: 32 | MG_MC_RE_Tchnologies
use phase - electricity infrastructure | Generation - PV CIGS (ground mounted) | mounting structure | 2045 | Germany | stainless steel | none | mass | 14 | kg | MWp | none | none | none | literature_id: 32 | MG_MC_RE_Tchnologies
use phase - electricity infrastructure | Generation - PV CIGS (ground mounted) | mounting structure | 2045 | Germany | aluminium | none | mass | 225 | kg | MWp | none | none | none | literature_id: 32 | MG_MC_RE_Tchnologies
use phase - electricity infrastructure | Generation - PV CIGS (ground mounted) | cable | 2045 | Germany | copper | none | mass | 1109 | kg | MWp | none | none | none | literature_id: 32 | MG_MC_RE_Tchnologies
use phase - electricity infrastructure | Generation - PV CIGS (ground mounted) | inverter | 2045 | Germany | steel | none | mass | 94 | kg | MWp | none | none | none | literature_id: 32 | MG_MC_RE_Tchnologies
use phase - electricity infrastructure | Generation - PV CIGS (ground mounted) | inverter | 2045 | Germany | aluminium | none | mass | 543 | kg | MWp | none | none | none | literature_id: 32 | MG_MC_RE_Tchnologies
use phase - electricity infrastructure | Generation - PV CIGS (ground mounted) | inverter | 2045 | Germany | copper | none | mass | 288 | kg | MWp | none | none | none | literature_id: 32 | MG_MC_RE_Tchnologies
use phase - electricity infrastructure | Generation - PV CIGS (ground mounted) | inverter | 2045 | Germany | printed circuit board | none | mass | 103 | kg | MWp | none | none | none | literature_id: 32 | MG_MC_RE_Tchnologies
use phase - electricity infrastructure | Generation - PV CIGS (ground mounted) | module, absorber layer | 2050 | China | silver | none | mass | 23 | kg | MWp | none | none | none | literature_id: 32 | MG_MC_RE_Tchnologies
use phase - electricity infrastructure | Generation - PV CIGS (ground mounted) | module, absorber layer | 2050 | China | copper | none | mass | 12 | kg | MWp | none | none | none | literature_id: 32 | MG_MC_RE_Tchnologies
use phase - electricity infrastructure | Generation - PV CIGS (ground mounted) | module, absorber layer | 2050 | China | lead | none | mass | 6 | kg | MWp | none | none | none | literature_id: 32 | MG_MC_RE_Tchnologies
use phase - electricity infrastructure | Generation - PV CIGS (ground mounted) | module, absorber layer | 2050 | China | bismuth | none | mass | 61 | kg | MWp | none | none | none | literature_id: 32 | MG_MC_RE_Tchnologies
use phase - electricity infrastructure | Generation - PV CIGS (ground mounted) | module, buffer layer | 2050 | China | silicon | none | mass | 0 | kg | MWp | none | none | none | literature_id: 32 | MG_MC_RE_Tchnologies
use phase - electricity infrastructure | Generation - PV CIGS (ground mounted) | module, buffer layer | 2050 | China | tin | none | mass | 5.3 | kg | MWp | none | none | none | literature_id: 32 | MG_MC_RE_Tchnologies
use phase - electricity infrastructure | Generation - PV CIGS (ground mounted) | module, transparent conductive oxide layer (TCO) | 2050 | China | indium | none | mass | 0 | kg | MWp | none | none | none | literature_id: 32 | MG_MC_RE_Tchnologies
use phase - electricity infrastructure | Generation - PV CIGS (ground mounted) | module, transparent conductive oxide layer (TCO) | 2050 | China | tin | none | mass | 0 | kg | MWp | none | none | none | literature_id: 32 | MG_MC_RE_Tchnologies
use phase - electricity infrastructure | Generation - PV CIGS (ground mounted) | module, transparent conductive oxide layer (TCO) | 2050 | China | zinc | none | mass | 11 | kg | MWp | none | none | none | literature_id: 32 | MG_MC_RE_Tchnologies
use phase - electricity infrastructure | Generation - PV CIGS (ground mounted) | module, transparent conductive oxide layer (TCO) | 2050 | China | aluminium | none | mass | 0.1 | kg | MWp | none | none | none | literature_id: 32 | MG_MC_RE_Tchnologies
use phase - electricity infrastructure | Generation - PV CIGS (ground mounted) | module (frame) | 2050 | China | aluminium | none | mass | 0 | kg | MWp | none | none | none | literature_id: 32 | MG_MC_RE_Tchnologies
use phase - electricity infrastructure | Generation - PV CIGS (ground mounted) | mounting structure | 2050 | Germany | steel | none | mass | 332 | kg | MWp | none | none | none | literature_id: 32 | MG_MC_RE_Tchnologies
use phase - electricity infrastructure | Generation - PV CIGS (ground mounted) | mounting structure | 2050 | Germany | stainless steel | none | mass | 14 | kg | MWp | none | none | none | literature_id: 32 | MG_MC_RE_Tchnologies
use phase - electricity infrastructure | Generation - PV CIGS (ground mounted) | mounting structure | 2050 | Germany | aluminium | none | mass | 215 | kg | MWp | none | none | none | literature_id: 32 | MG_MC_RE_Tchnologies
use phase - electricity infrastructure | Generation - PV CIGS (ground mounted) | cable | 2050 | Germany | copper | none | mass | 1062 | kg | MWp | none | none | none | literature_id: 32 | MG_MC_RE_Tchnologies
use phase - electricity infrastructure | Generation - PV CIGS (ground mounted) | inverter | 2050 | Germany | steel | none | mass | 94 | kg | MWp | none | none | none | literature_id: 32 | MG_MC_RE_Tchnologies
use phase - electricity infrastructure | Generation - PV CIGS (ground mounted) | inverter | 2050 | Germany | aluminium | none | mass | 543 | kg | MWp | none | none | none | literature_id: 32 | MG_MC_RE_Tchnologies
use phase - electricity infrastructure | Generation - PV CIGS (ground mounted) | inverter | 2050 | Germany | copper | none | mass | 288 | kg | MWp | none | none | none | literature_id: 32 | MG_MC_RE_Tchnologies
use phase - electricity infrastructure | Generation - PV CIGS (ground mounted) | inverter | 2050 | Germany | printed circuit board | none | mass | 103 | kg | MWp | none | none | none | literature_id: 32 | MG_MC_RE_Tchnologies
use phase - electricity infrastructure | Generation - PV III-V/Si (rooftop) | module, III-V top cell | 2030 | China | gallium | none | mass | 52 | kg | MWp | none | none | none | literature_id: 32 | MG_MC_RE_Tchnologies
use phase - electricity infrastructure | Generation - PV III-V/Si (rooftop) | module, III-V top cell | 2030 | China | arsenic | none | mass | 262 | kg | MWp | none | none | none | literature_id: 32 | MG_MC_RE_Tchnologies
use phase - electricity infrastructure | Generation - PV III-V/Si (rooftop) | module, III-V top cell | 2030 | China | aluminium | none | mass | 19 | kg | MWp | none | none | none | literature_id: 32 | MG_MC_RE_Tchnologies
use phase - electricity infrastructure | Generation - PV III-V/Si (rooftop) | module, III-V top cell | 2030 | China | indium | none | mass | 15 | kg | MWp | none | none | none | literature_id: 32 | MG_MC_RE_Tchnologies
use phase - electricity infrastructure | Generation - PV III-V/Si (rooftop) | module, III-V top cell | 2030 | China | copper | none | mass | 34 | kg | MWp | none | none | none | literature_id: 32 | MG_MC_RE_Tchnologies
use phase - electricity infrastructure | Generation - PV III-V/Si (rooftop) | module, GaAs substrate layer | 2030 | China | gallium | none | mass | 0.03 | kg | MWp | none | none | none | literature_id: 32 | MG_MC_RE_Tchnologies
use phase - electricity infrastructure | Generation - PV III-V/Si (rooftop) | module, GaAs substrate layer | 2030 | China | arsenic | none | mass | 0.09 | kg | MWp | none | none | none | literature_id: 32 | MG_MC_RE_Tchnologies
use phase - electricity infrastructure | Generation - PV III-V/Si (rooftop) | module, transparent conductive oxide layer (TCO) | 2030 | China | aluminium | none | mass | 2.6 | kg | MWp | none | none | none | literature_id: 32 | MG_MC_RE_Tchnologies
use phase - electricity infrastructure | Generation - PV III-V/Si (rooftop) | module, transparent conductive oxide layer (TCO) | 2030 | China | zinc | none | mass | 0.03 | kg | MWp | none | none | none | literature_id: 32 | MG_MC_RE_Tchnologies
use phase - electricity infrastructure | Generation - PV III-V/Si (rooftop) | module, silicon bottom cell | 2030 | China | aluminium | none | mass | 5 | kg | MWp | none | none | none | literature_id: 32 | MG_MC_RE_Tchnologies
use phase - electricity infrastructure | Generation - PV III-V/Si (rooftop) | module, silicon bottom cell | 2030 | China | silicon | none | mass | 2362 | kg | MWp | none | none | none | literature_id: 32 | MG_MC_RE_Tchnologies
use phase - electricity infrastructure | Generation - PV III-V/Si (rooftop) | module, silicon bottom cell | 2030 | China | copper | none | mass | 574 | kg | MWp | none | none | none | literature_id: 32 | MG_MC_RE_Tchnologies
use phase - electricity infrastructure | Generation - PV III-V/Si (rooftop) | module, silicon bottom cell | 2030 | China | tin | none | mass | 30 | kg | MWp | none | none | none | literature_id: 32 | MG_MC_RE_Tchnologies
use phase - electricity infrastructure | Generation - PV III-V/Si (rooftop) | module, silicon bottom cell | 2030 | China | bismuth | none | mass | 40 | kg | MWp | none | none | none | literature_id: 32 | MG_MC_RE_Tchnologies
use phase - electricity infrastructure | Generation - PV III-V/Si (rooftop) | module (frame) | 2030 | China | aluminium | none | mass | 5323 | kg | MWp | none | none | none | literature_id: 32 | MG_MC_RE_Tchnologies
use phase - electricity infrastructure | Generation - PV III-V/Si (rooftop) | mounting structure | 2030 | Germany | stainless steel | none | mass | 26 | kg | MWp | none | none | none | literature_id: 32 | MG_MC_RE_Tchnologies
use phase - electricity infrastructure | Generation - PV III-V/Si (rooftop) | mounting structure | 2030 | Germany | aluminium | none | mass | 32 | kg | MWp | none | none | none | literature_id: 32 | MG_MC_RE_Tchnologies
use phase - electricity infrastructure | Generation - PV III-V/Si (rooftop) | cable | 2030 | Germany | copper | none | mass | 481 | kg | MWp | none | none | none | literature_id: 32 | MG_MC_RE_Tchnologies
use phase - electricity infrastructure | Generation - PV III-V/Si (rooftop) | inverter | 2030 | Germany | steel | none | mass | 156 | kg | MWp | none | none | none | literature_id: 32 | MG_MC_RE_Tchnologies
use phase - electricity infrastructure | Generation - PV III-V/Si (rooftop) | inverter | 2030 | Germany | aluminium | none | mass | 1364 | kg | MWp | none | none | none | literature_id: 32 | MG_MC_RE_Tchnologies
use phase - electricity infrastructure | Generation - PV III-V/Si (rooftop) | inverter | 2030 | Germany | copper | none | mass | 501 | kg | MWp | none | none | none | literature_id: 32 | MG_MC_RE_Tchnologies
use phase - electricity infrastructure | Generation - PV III-V/Si (rooftop) | inverter | 2030 | Germany | printed circuit board | none | mass | 225 | kg | MWp | none | none | none | literature_id: 32 | MG_MC_RE_Tchnologies
use phase - electricity infrastructure | Generation - PV III-V/Si (rooftop) | module, III-V top cell | 2035 | China | tin | none | mass | 49 | kg | MWp | none | none | none | literature_id: 32 | MG_MC_RE_Tchnologies
use phase - electricity infrastructure | Generation - PV III-V/Si (rooftop) | module, III-V top cell | 2035 | China | indium | none | mass | 247 | kg | MWp | none | none | none | literature_id: 32 | MG_MC_RE_Tchnologies
use phase - electricity infrastructure | Generation - PV III-V/Si (rooftop) | module, III-V top cell | 2035 | China | tin | none | mass | 18 | kg | MWp | none | none | none | literature_id: 32 | MG_MC_RE_Tchnologies
use phase - electricity infrastructure | Generation - PV III-V/Si (rooftop) | module, III-V top cell | 2035 | China | zinc | none | mass | 14 | kg | MWp | none | none | none | literature_id: 32 | MG_MC_RE_Tchnologies
use phase - electricity infrastructure | Generation - PV III-V/Si (rooftop) | module, III-V top cell | 2035 | China | aluminium | none | mass | 32 | kg | MWp | none | none | none | literature_id: 32 | MG_MC_RE_Tchnologies
use phase - electricity infrastructure | Generation - PV III-V/Si (rooftop) | module, GaAs substrate layer | 2035 | China | aluminium | none | mass | 0.03 | kg | MWp | none | none | none | literature_id: 32 | MG_MC_RE_Tchnologies
use phase - electricity infrastructure | Generation - PV III-V/Si (rooftop) | module, GaAs substrate layer | 2035 | China | stainless steel | none | mass | 0.05 | kg | MWp | none | none | none | literature_id: 32 | MG_MC_RE_Tchnologies
use phase - electricity infrastructure | Generation - PV III-V/Si (rooftop) | module, transparent conductive oxide layer (TCO) | 2035 | China | aluminium | none | mass | 2.2 | kg | MWp | none | none | none | literature_id: 32 | MG_MC_RE_Tchnologies
use phase - electricity infrastructure | Generation - PV III-V/Si (rooftop) | module, transparent conductive oxide layer (TCO) | 2035 | China | copper | none | mass | 0.03 | kg | MWp | none | none | none | literature_id: 32 | MG_MC_RE_Tchnologies
use phase - electricity infrastructure | Generation - PV III-V/Si (rooftop) | module, silicon bottom cell | 2035 | China | steel | none | mass | 5 | kg | MWp | none | none | none | literature_id: 32 | MG_MC_RE_Tchnologies
use phase - electricity infrastructure | Generation - PV III-V/Si (rooftop) | module, silicon bottom cell | 2035 | China | aluminium | none | mass | 2223 | kg | MWp | none | none | none | literature_id: 32 | MG_MC_RE_Tchnologies
use phase - electricity infrastructure | Generation - PV III-V/Si (rooftop) | module, silicon bottom cell | 2035 | China | copper | none | mass | 541 | kg | MWp | none | none | none | literature_id: 32 | MG_MC_RE_Tchnologies
use phase - electricity infrastructure | Generation - PV III-V/Si (rooftop) | module, silicon bottom cell | 2035 | China | printed circuit board | none | mass | 28 | kg | MWp | none | none | none | literature_id: 32 | MG_MC_RE_Tchnologies
use phase - electricity infrastructure | Generation - PV III-V/Si (rooftop) | module, silicon bottom cell | 2035 | China | silver | none | mass | 38 | kg | MWp | none | none | none | literature_id: 32 | MG_MC_RE_Tchnologies
use phase - electricity infrastructure | Generation - PV III-V/Si (rooftop) | module (frame) | 2035 | China | copper | none | mass | 5010 | kg | MWp | none | none | none | literature_id: 32 | MG_MC_RE_Tchnologies
use phase - electricity infrastructure | Generation - PV III-V/Si (rooftop) | mounting structure | 2035 | Germany | lead | none | mass | 24 | kg | MWp | none | none | none | literature_id: 32 | MG_MC_RE_Tchnologies
use phase - electricity infrastructure | Generation - PV III-V/Si (rooftop) | mounting structure | 2035 | Germany | bismuth | none | mass | 30 | kg | MWp | none | none | none | literature_id: 32 | MG_MC_RE_Tchnologies
use phase - electricity infrastructure | Generation - PV III-V/Si (rooftop) | cable | 2035 | Germany | silicon | none | mass | 453 | kg | MWp | none | none | none | literature_id: 32 | MG_MC_RE_Tchnologies
use phase - electricity infrastructure | Generation - PV III-V/Si (rooftop) | inverter | 2035 | Germany | tin | none | mass | 156 | kg | MWp | none | none | none | literature_id: 32 | MG_MC_RE_Tchnologies
use phase - electricity infrastructure | Generation - PV III-V/Si (rooftop) | inverter | 2035 | Germany | indium | none | mass | 1364 | kg | MWp | none | none | none | literature_id: 32 | MG_MC_RE_Tchnologies
use phase - electricity infrastructure | Generation - PV III-V/Si (rooftop) | inverter | 2035 | Germany | tin | none | mass | 501 | kg | MWp | none | none | none | literature_id: 32 | MG_MC_RE_Tchnologies
use phase - electricity infrastructure | Generation - PV III-V/Si (rooftop) | inverter | 2035 | Germany | zinc | none | mass | 225 | kg | MWp | none | none | none | literature_id: 32 | MG_MC_RE_Tchnologies
use phase - electricity infrastructure | Generation - PV III-V/Si (rooftop) | module, III-V top cell | 2040 | China | aluminium | none | mass | 46 | kg | MWp | none | none | none | literature_id: 32 | MG_MC_RE_Tchnologies
use phase - electricity infrastructure | Generation - PV III-V/Si (rooftop) | module, III-V top cell | 2040 | China | aluminium | none | mass | 233 | kg | MWp | none | none | none | literature_id: 32 | MG_MC_RE_Tchnologies
use phase - electricity infrastructure | Generation - PV III-V/Si (rooftop) | module, III-V top cell | 2040 | China | stainless steel | none | mass | 17 | kg | MWp | none | none | none | literature_id: 32 | MG_MC_RE_Tchnologies
use phase - electricity infrastructure | Generation - PV III-V/Si (rooftop) | module, III-V top cell | 2040 | China | aluminium | none | mass | 13 | kg | MWp | none | none | none | literature_id: 32 | MG_MC_RE_Tchnologies
use phase - electricity infrastructure | Generation - PV III-V/Si (rooftop) | module, III-V top cell | 2040 | China | copper | none | mass | 31 | kg | MWp | none | none | none | literature_id: 32 | MG_MC_RE_Tchnologies
use phase - electricity infrastructure | Generation - PV III-V/Si (rooftop) | module, GaAs substrate layer | 2040 | China | steel | none | mass | 0.03 | kg | MWp | none | none | none | literature_id: 32 | MG_MC_RE_Tchnologies
use phase - electricity infrastructure | Generation - PV III-V/Si (rooftop) | module, GaAs substrate layer | 2040 | China | aluminium | none | mass | 0.04 | kg | MWp | none | none | none | literature_id: 32 | MG_MC_RE_Tchnologies
use phase - electricity infrastructure | Generation - PV III-V/Si (rooftop) | module, transparent conductive oxide layer (TCO) | 2040 | China | copper | none | mass | 2 | kg | MWp | none | none | none | literature_id: 32 | MG_MC_RE_Tchnologies
use phase - electricity infrastructure | Generation - PV III-V/Si (rooftop) | module, transparent conductive oxide layer (TCO) | 2040 | China | printed circuit board | none | mass | 0.03 | kg | MWp | none | none | none | literature_id: 32 | MG_MC_RE_Tchnologies
use phase - electricity infrastructure | Generation - PV III-V/Si (rooftop) | module, silicon bottom cell | 2040 | China | silver | none | mass | 5 | kg | MWp | none | none | none | literature_id: 32 | MG_MC_RE_Tchnologies
use phase - electricity infrastructure | Generation - PV III-V/Si (rooftop) | module, silicon bottom cell | 2040 | China | copper | none | mass | 2100 | kg | MWp | none | none | none | literature_id: 32 | MG_MC_RE_Tchnologies
use phase - electricity infrastructure | Generation - PV III-V/Si (rooftop) | module, silicon bottom cell | 2040 | China | lead | none | mass | 511 | kg | MWp | none | none | none | literature_id: 32 | MG_MC_RE_Tchnologies
use phase - electricity infrastructure | Generation - PV III-V/Si (rooftop) | module, silicon bottom cell | 2040 | China | bismuth | none | mass | 27 | kg | MWp | none | none | none | literature_id: 32 | MG_MC_RE_Tchnologies
use phase - electricity infrastructure | Generation - PV III-V/Si (rooftop) | module, silicon bottom cell | 2040 | China | silicon | none | mass | 36 | kg | MWp | none | none | none | literature_id: 32 | MG_MC_RE_Tchnologies
use phase - electricity infrastructure | Generation - PV III-V/Si (rooftop) | module (frame) | 2040 | China | tin | none | mass | 0 | kg | MWp | none | none | none | literature_id: 32 | MG_MC_RE_Tchnologies
use phase - electricity infrastructure | Generation - PV III-V/Si (rooftop) | mounting structure | 2040 | Germany | indium | none | mass | 23 | kg | MWp | none | none | none | literature_id: 32 | MG_MC_RE_Tchnologies
use phase - electricity infrastructure | Generation - PV III-V/Si (rooftop) | mounting structure | 2040 | Germany | tin | none | mass | 28 | kg | MWp | none | none | none | literature_id: 32 | MG_MC_RE_Tchnologies
use phase - electricity infrastructure | Generation - PV III-V/Si (rooftop) | cable | 2040 | Germany | zinc | none | mass | 427 | kg | MWp | none | none | none | literature_id: 32 | MG_MC_RE_Tchnologies
use phase - electricity infrastructure | Generation - PV III-V/Si (rooftop) | inverter | 2040 | Germany | aluminium | none | mass | 156 | kg | MWp | none | none | none | literature_id: 32 | MG_MC_RE_Tchnologies
use phase - electricity infrastructure | Generation - PV III-V/Si (rooftop) | inverter | 2040 | Germany | aluminium | none | mass | 1364 | kg | MWp | none | none | none | literature_id: 32 | MG_MC_RE_Tchnologies
use phase - electricity infrastructure | Generation - PV III-V/Si (rooftop) | inverter | 2040 | Germany | stainless steel | none | mass | 501 | kg | MWp | none | none | none | literature_id: 32 | MG_MC_RE_Tchnologies
use phase - electricity infrastructure | Generation - PV III-V/Si (rooftop) | inverter | 2040 | Germany | aluminium | none | mass | 225 | kg | MWp | none | none | none | literature_id: 32 | MG_MC_RE_Tchnologies
use phase - electricity infrastructure | Generation - PV III-V/Si (rooftop) | module, III-V top cell | 2045 | China | copper | none | mass | 36 | kg | MWp | none | none | none | literature_id: 32 | MG_MC_RE_Tchnologies
use phase - electricity infrastructure | Generation - PV III-V/Si (rooftop) | module, III-V top cell | 2045 | China | steel | none | mass | 221 | kg | MWp | none | none | none | literature_id: 32 | MG_MC_RE_Tchnologies
use phase - electricity infrastructure | Generation - PV III-V/Si (rooftop) | module, III-V top cell | 2045 | China | aluminium | none | mass | 14 | kg | MWp | none | none | none | literature_id: 32 | MG_MC_RE_Tchnologies
use phase - electricity infrastructure | Generation - PV III-V/Si (rooftop) | module, III-V top cell | 2045 | China | copper | none | mass | 10 | kg | MWp | none | none | none | literature_id: 32 | MG_MC_RE_Tchnologies
use phase - electricity infrastructure | Generation - PV III-V/Si (rooftop) | module, III-V top cell | 2045 | China | printed circuit board | none | mass | 29 | kg | MWp | none | none | none | literature_id: 32 | MG_MC_RE_Tchnologies
use phase - electricity infrastructure | Generation - PV III-V/Si (rooftop) | module, GaAs substrate layer | 2045 | China | silver | none | mass | 0.01 | kg | MWp | none | none | none | literature_id: 32 | MG_MC_RE_Tchnologies
use phase - electricity infrastructure | Generation - PV III-V/Si (rooftop) | module, GaAs substrate layer | 2045 | China | copper | none | mass | 0.01 | kg | MWp | none | none | none | literature_id: 32 | MG_MC_RE_Tchnologies
use phase - electricity infrastructure | Generation - PV III-V/Si (rooftop) | module, transparent conductive oxide layer (TCO) | 2045 | China | lead | none | mass | 1.7 | kg | MWp | none | none | none | literature_id: 32 | MG_MC_RE_Tchnologies
use phase - electricity infrastructure | Generation - PV III-V/Si (rooftop) | module, transparent conductive oxide layer (TCO) | 2045 | China | bismuth | none | mass | 0.03 | kg | MWp | none | none | none | literature_id: 32 | MG_MC_RE_Tchnologies
use phase - electricity infrastructure | Generation - PV III-V/Si (rooftop) | module, silicon bottom cell | 2045 | China | silicon | none | mass | 4 | kg | MWp | none | none | none | literature_id: 32 | MG_MC_RE_Tchnologies
use phase - electricity infrastructure | Generation - PV III-V/Si (rooftop) | module, silicon bottom cell | 2045 | China | tin | none | mass | 1989 | kg | MWp | none | none | none | literature_id: 32 | MG_MC_RE_Tchnologies
use phase - electricity infrastructure | Generation - PV III-V/Si (rooftop) | module, silicon bottom cell | 2045 | China | indium | none | mass | 484 | kg | MWp | none | none | none | literature_id: 32 | MG_MC_RE_Tchnologies
use phase - electricity infrastructure | Generation - PV III-V/Si (rooftop) | module, silicon bottom cell | 2045 | China | tin | none | mass | 25 | kg | MWp | none | none | none | literature_id: 32 | MG_MC_RE_Tchnologies
use phase - electricity infrastructure | Generation - PV III-V/Si (rooftop) | module, silicon bottom cell | 2045 | China | zinc | none | mass | 34 | kg | MWp | none | none | none | literature_id: 32 | MG_MC_RE_Tchnologies
use phase - electricity infrastructure | Generation - PV III-V/Si (rooftop) | module (frame) | 2045 | China | aluminium | none | mass | 0 | kg | MWp | none | none | none | literature_id: 32 | MG_MC_RE_Tchnologies
use phase - electricity infrastructure | Generation - PV III-V/Si (rooftop) | mounting structure | 2045 | Germany | aluminium | none | mass | 22 | kg | MWp | none | none | none | literature_id: 32 | MG_MC_RE_Tchnologies
use phase - electricity infrastructure | Generation - PV III-V/Si (rooftop) | mounting structure | 2045 | Germany | stainless steel | none | mass | 27 | kg | MWp | none | none | none | literature_id: 32 | MG_MC_RE_Tchnologies
use phase - electricity infrastructure | Generation - PV III-V/Si (rooftop) | cable | 2045 | Germany | aluminium | none | mass | 405 | kg | MWp | none | none | none | literature_id: 32 | MG_MC_RE_Tchnologies
use phase - electricity infrastructure | Generation - PV III-V/Si (rooftop) | inverter | 2045 | Germany | copper | none | mass | 156 | kg | MWp | none | none | none | literature_id: 32 | MG_MC_RE_Tchnologies
use phase - electricity infrastructure | Generation - PV III-V/Si (rooftop) | inverter | 2045 | Germany | steel | none | mass | 1364 | kg | MWp | none | none | none | literature_id: 32 | MG_MC_RE_Tchnologies
use phase - electricity infrastructure | Generation - PV III-V/Si (rooftop) | inverter | 2045 | Germany | aluminium | none | mass | 501 | kg | MWp | none | none | none | literature_id: 32 | MG_MC_RE_Tchnologies
use phase - electricity infrastructure | Generation - PV III-V/Si (rooftop) | inverter | 2045 | Germany | copper | none | mass | 225 | kg | MWp | none | none | none | literature_id: 32 | MG_MC_RE_Tchnologies
use phase - electricity infrastructure | Generation - PV III-V/Si (rooftop) | module, III-V top cell | 2050 | China | printed circuit board | none | mass | 35 | kg | MWp | none | none | none | literature_id: 32 | MG_MC_RE_Tchnologies
use phase - electricity infrastructure | Generation - PV III-V/Si (rooftop) | module, III-V top cell | 2050 | China | silver | none | mass | 210 | kg | MWp | none | none | none | literature_id: 32 | MG_MC_RE_Tchnologies
use phase - electricity infrastructure | Generation - PV III-V/Si (rooftop) | module, III-V top cell | 2050 | China | copper | none | mass | 13 | kg | MWp | none | none | none | literature_id: 32 | MG_MC_RE_Tchnologies
use phase - electricity infrastructure | Generation - PV III-V/Si (rooftop) | module, III-V top cell | 2050 | China | lead | none | mass | 10 | kg | MWp | none | none | none | literature_id: 32 | MG_MC_RE_Tchnologies
use phase - electricity infrastructure | Generation - PV III-V/Si (rooftop) | module, III-V top cell | 2050 | China | bismuth | none | mass | 27 | kg | MWp | none | none | none | literature_id: 32 | MG_MC_RE_Tchnologies
use phase - electricity infrastructure | Generation - PV III-V/Si (rooftop) | module, GaAs substrate layer | 2050 | China | silicon | none | mass | 0.01 | kg | MWp | none | none | none | literature_id: 32 | MG_MC_RE_Tchnologies
use phase - electricity infrastructure | Generation - PV III-V/Si (rooftop) | module, GaAs substrate layer | 2050 | China | tin | none | mass | 0.01 | kg | MWp | none | none | none | literature_id: 32 | MG_MC_RE_Tchnologies
use phase - electricity infrastructure | Generation - PV III-V/Si (rooftop) | module, transparent conductive oxide layer (TCO) | 2050 | China | indium | none | mass | 1.5 | kg | MWp | none | none | none | literature_id: 32 | MG_MC_RE_Tchnologies
use phase - electricity infrastructure | Generation - PV III-V/Si (rooftop) | module, transparent conductive oxide layer (TCO) | 2050 | China | tin | none | mass | 0.02 | kg | MWp | none | none | none | literature_id: 32 | MG_MC_RE_Tchnologies
use phase - electricity infrastructure | Generation - PV III-V/Si (rooftop) | module, silicon bottom cell | 2050 | China | zinc | none | mass | 4 | kg | MWp | none | none | none | literature_id: 32 | MG_MC_RE_Tchnologies
use phase - electricity infrastructure | Generation - PV III-V/Si (rooftop) | module, silicon bottom cell | 2050 | China | aluminium | none | mass | 1890 | kg | MWp | none | none | none | literature_id: 32 | MG_MC_RE_Tchnologies
use phase - electricity infrastructure | Generation - PV III-V/Si (rooftop) | module, silicon bottom cell | 2050 | China | aluminium | none | mass | 460 | kg | MWp | none | none | none | literature_id: 32 | MG_MC_RE_Tchnologies
use phase - electricity infrastructure | Generation - PV III-V/Si (rooftop) | module, silicon bottom cell | 2050 | China | stainless steel | none | mass | 24 | kg | MWp | none | none | none | literature_id: 32 | MG_MC_RE_Tchnologies
use phase - electricity infrastructure | Generation - PV III-V/Si (rooftop) | module, silicon bottom cell | 2050 | China | aluminium | none | mass | 32 | kg | MWp | none | none | none | literature_id: 32 | MG_MC_RE_Tchnologies
use phase - electricity infrastructure | Generation - PV III-V/Si (rooftop) | module (frame) | 2050 | China | copper | none | mass | 0 | kg | MWp | none | none | none | literature_id: 32 | MG_MC_RE_Tchnologies
use phase - electricity infrastructure | Generation - PV III-V/Si (rooftop) | mounting structure | 2050 | Germany | steel | none | mass | 21 | kg | MWp | none | none | none | literature_id: 32 | MG_MC_RE_Tchnologies
use phase - electricity infrastructure | Generation - PV III-V/Si (rooftop) | mounting structure | 2050 | Germany | aluminium | none | mass | 26 | kg | MWp | none | none | none | literature_id: 32 | MG_MC_RE_Tchnologies
use phase - electricity infrastructure | Generation - PV III-V/Si (rooftop) | cable | 2050 | Germany | copper | none | mass | 385 | kg | MWp | none | none | none | literature_id: 32 | MG_MC_RE_Tchnologies
use phase - electricity infrastructure | Generation - PV III-V/Si (rooftop) | inverter | 2050 | Germany | printed circuit board | none | mass | 156 | kg | MWp | none | none | none | literature_id: 32 | MG_MC_RE_Tchnologies
use phase - electricity infrastructure | Generation - PV III-V/Si (rooftop) | inverter | 2050 | Germany | silver | none | mass | 1364 | kg | MWp | none | none | none | literature_id: 32 | MG_MC_RE_Tchnologies
use phase - electricity infrastructure | Generation - PV III-V/Si (rooftop) | inverter | 2050 | Germany | copper | none | mass | 501 | kg | MWp | none | none | none | literature_id: 32 | MG_MC_RE_Tchnologies
use phase - electricity infrastructure | Generation - PV III-V/Si (rooftop) | inverter | 2050 | Germany | lead | none | mass | 225 | kg | MWp | none | none | none | literature_id: 32 | MG_MC_RE_Tchnologies
use phase - electricity infrastructure | Generation - PV III-V/Si (ground mounted) | module, III-V top cell | 2030 | China | gallium | none | mass | 52 | kg | MWp | none | none | none | literature_id: 32 | MG_MC_RE_Tchnologies
use phase - electricity infrastructure | Generation - PV III-V/Si (ground mounted) | module, III-V top cell | 2030 | China | arsenic | none | mass | 262 | kg | MWp | none | none | none | literature_id: 32 | MG_MC_RE_Tchnologies
use phase - electricity infrastructure | Generation - PV III-V/Si (ground mounted) | module, III-V top cell | 2030 | China | aluminium | none | mass | 19 | kg | MWp | none | none | none | literature_id: 32 | MG_MC_RE_Tchnologies
use phase - electricity infrastructure | Generation - PV III-V/Si (ground mounted) | module, III-V top cell | 2030 | China | indium | none | mass | 15 | kg | MWp | none | none | none | literature_id: 32 | MG_MC_RE_Tchnologies
use phase - electricity infrastructure | Generation - PV III-V/Si (ground mounted) | module, III-V top cell | 2030 | China | copper | none | mass | 34 | kg | MWp | none | none | none | literature_id: 32 | MG_MC_RE_Tchnologies
use phase - electricity infrastructure | Generation - PV III-V/Si (ground mounted) | module, GaAs substrate layer | 2030 | China | gallium | none | mass | 0.03 | kg | MWp | none | none | none | literature_id: 32 | MG_MC_RE_Tchnologies
use phase - electricity infrastructure | Generation - PV III-V/Si (ground mounted) | module, GaAs substrate layer | 2030 | China | arsenic | none | mass | 0.09 | kg | MWp | none | none | none | literature_id: 32 | MG_MC_RE_Tchnologies
use phase - electricity infrastructure | Generation - PV III-V/Si (ground mounted) | module, transparent conductive oxide layer (TCO) | 2030 | China | aluminium | none | mass | 2.6 | kg | MWp | none | none | none | literature_id: 32 | MG_MC_RE_Tchnologies
use phase - electricity infrastructure | Generation - PV III-V/Si (ground mounted) | module, transparent conductive oxide layer (TCO) | 2030 | China | zinc | none | mass | 0.03 | kg | MWp | none | none | none | literature_id: 32 | MG_MC_RE_Tchnologies
use phase - electricity infrastructure | Generation - PV III-V/Si (ground mounted) | module, silicon bottom cell | 2030 | China | aluminium | none | mass | 5 | kg | MWp | none | none | none | literature_id: 32 | MG_MC_RE_Tchnologies
use phase - electricity infrastructure | Generation - PV III-V/Si (ground mounted) | module, silicon bottom cell | 2030 | China | silicon | none | mass | 2362 | kg | MWp | none | none | none | literature_id: 32 | MG_MC_RE_Tchnologies
use phase - electricity infrastructure | Generation - PV III-V/Si (ground mounted) | module, silicon bottom cell | 2030 | China | copper | none | mass | 574 | kg | MWp | none | none | none | literature_id: 32 | MG_MC_RE_Tchnologies
use phase - electricity infrastructure | Generation - PV III-V/Si (ground mounted) | module, silicon bottom cell | 2030 | China | tin | none | mass | 30 | kg | MWp | none | none | none | literature_id: 32 | MG_MC_RE_Tchnologies
use phase - electricity infrastructure | Generation - PV III-V/Si (ground mounted) | module, silicon bottom cell | 2030 | China | bismuth | none | mass | 40 | kg | MWp | none | none | none | literature_id: 32 | MG_MC_RE_Tchnologies
use phase - electricity infrastructure | Generation - PV III-V/Si (ground mounted) | module (frame) | 2030 | China | aluminium | none | mass | 5323 | kg | MWp | none | none | none | literature_id: 32 | MG_MC_RE_Tchnologies
use phase - electricity infrastructure | Generation - PV III-V/Si (ground mounted) | mounting structure | 2030 | Germany | steel | none | mass | 261 | kg | MWp | none | none | none | literature_id: 32 | MG_MC_RE_Tchnologies
use phase - electricity infrastructure | Generation - PV III-V/Si (ground mounted) | mounting structure | 2030 | Germany | stainless steel | none | mass | 11 | kg | MWp | none | none | none | literature_id: 32 | MG_MC_RE_Tchnologies
use phase - electricity infrastructure | Generation - PV III-V/Si (ground mounted) | mounting structure | 2030 | Germany | aluminium | none | mass | 169 | kg | MWp | none | none | none | literature_id: 32 | MG_MC_RE_Tchnologies
use phase - electricity infrastructure | Generation - PV III-V/Si (ground mounted) | cable | 2030 | Germany | copper | none | mass | 834 | kg | MWp | none | none | none | literature_id: 32 | MG_MC_RE_Tchnologies
use phase - electricity infrastructure | Generation - PV III-V/Si (ground mounted) | inverter | 2030 | Germany | steel | none | mass | 94 | kg | MWp | none | none | none | literature_id: 32 | MG_MC_RE_Tchnologies
use phase - electricity infrastructure | Generation - PV III-V/Si (ground mounted) | inverter | 2030 | Germany | aluminium | none | mass | 543 | kg | MWp | none | none | none | literature_id: 32 | MG_MC_RE_Tchnologies
use phase - electricity infrastructure | Generation - PV III-V/Si (ground mounted) | inverter | 2030 | Germany | copper | none | mass | 288 | kg | MWp | none | none | none | literature_id: 32 | MG_MC_RE_Tchnologies
use phase - electricity infrastructure | Generation - PV III-V/Si (ground mounted) | inverter | 2030 | Germany | printed circuit board | none | mass | 103 | kg | MWp | none | none | none | literature_id: 32 | MG_MC_RE_Tchnologies
use phase - electricity infrastructure | Generation - PV III-V/Si (ground mounted) | module, III-V top cell | 2035 | China | tin | none | mass | 49 | kg | MWp | none | none | none | literature_id: 32 | MG_MC_RE_Tchnologies
use phase - electricity infrastructure | Generation - PV III-V/Si (ground mounted) | module, III-V top cell | 2035 | China | indium | none | mass | 247 | kg | MWp | none | none | none | literature_id: 32 | MG_MC_RE_Tchnologies
use phase - electricity infrastructure | Generation - PV III-V/Si (ground mounted) | module, III-V top cell | 2035 | China | tin | none | mass | 18 | kg | MWp | none | none | none | literature_id: 32 | MG_MC_RE_Tchnologies
use phase - electricity infrastructure | Generation - PV III-V/Si (ground mounted) | module, III-V top cell | 2035 | China | zinc | none | mass | 14 | kg | MWp | none | none | none | literature_id: 32 | MG_MC_RE_Tchnologies
use phase - electricity infrastructure | Generation - PV III-V/Si (ground mounted) | module, III-V top cell | 2035 | China | aluminium | none | mass | 32 | kg | MWp | none | none | none | literature_id: 32 | MG_MC_RE_Tchnologies
use phase - electricity infrastructure | Generation - PV III-V/Si (ground mounted) | module, GaAs substrate layer | 2035 | China | aluminium | none | mass | 0.03 | kg | MWp | none | none | none | literature_id: 32 | MG_MC_RE_Tchnologies
use phase - electricity infrastructure | Generation - PV III-V/Si (ground mounted) | module, GaAs substrate layer | 2035 | China | stainless steel | none | mass | 0.05 | kg | MWp | none | none | none | literature_id: 32 | MG_MC_RE_Tchnologies
use phase - electricity infrastructure | Generation - PV III-V/Si (ground mounted) | module, transparent conductive oxide layer (TCO) | 2035 | China | aluminium | none | mass | 2.2 | kg | MWp | none | none | none | literature_id: 32 | MG_MC_RE_Tchnologies
use phase - electricity infrastructure | Generation - PV III-V/Si (ground mounted) | module, transparent conductive oxide layer (TCO) | 2035 | China | copper | none | mass | 0.03 | kg | MWp | none | none | none | literature_id: 32 | MG_MC_RE_Tchnologies
use phase - electricity infrastructure | Generation - PV III-V/Si (ground mounted) | module, silicon bottom cell | 2035 | China | steel | none | mass | 5 | kg | MWp | none | none | none | literature_id: 32 | MG_MC_RE_Tchnologies
use phase - electricity infrastructure | Generation - PV III-V/Si (ground mounted) | module, silicon bottom cell | 2035 | China | aluminium | none | mass | 2223 | kg | MWp | none | none | none | literature_id: 32 | MG_MC_RE_Tchnologies
use phase - electricity infrastructure | Generation - PV III-V/Si (ground mounted) | module, silicon bottom cell | 2035 | China | copper | none | mass | 541 | kg | MWp | none | none | none | literature_id: 32 | MG_MC_RE_Tchnologies
use phase - electricity infrastructure | Generation - PV III-V/Si (ground mounted) | module, silicon bottom cell | 2035 | China | printed circuit board | none | mass | 28 | kg | MWp | none | none | none | literature_id: 32 | MG_MC_RE_Tchnologies
use phase - electricity infrastructure | Generation - PV III-V/Si (ground mounted) | module, silicon bottom cell | 2035 | China | silver | none | mass | 38 | kg | MWp | none | none | none | literature_id: 32 | MG_MC_RE_Tchnologies
use phase - electricity infrastructure | Generation - PV III-V/Si (ground mounted) | module (frame) | 2035 | China | copper | none | mass | 5010 | kg | MWp | none | none | none | literature_id: 32 | MG_MC_RE_Tchnologies
use phase - electricity infrastructure | Generation - PV III-V/Si (ground mounted) | mounting structure | 2035 | Germany | steel | none | mass | 246 | kg | MWp | none | none | none | literature_id: 32 | MG_MC_RE_Tchnologies
use phase - electricity infrastructure | Generation - PV III-V/Si (ground mounted) | mounting structure | 2035 | Germany | lead | none | mass | 10 | kg | MWp | none | none | none | literature_id: 32 | MG_MC_RE_Tchnologies
use phase - electricity infrastructure | Generation - PV III-V/Si (ground mounted) | mounting structure | 2035 | Germany | bismuth | none | mass | 159 | kg | MWp | none | none | none | literature_id: 32 | MG_MC_RE_Tchnologies
use phase - electricity infrastructure | Generation - PV III-V/Si (ground mounted) | cable | 2035 | Germany | silicon | none | mass | 785 | kg | MWp | none | none | none | literature_id: 32 | MG_MC_RE_Tchnologies
use phase - electricity infrastructure | Generation - PV III-V/Si (ground mounted) | inverter | 2035 | Germany | tin | none | mass | 94 | kg | MWp | none | none | none | literature_id: 32 | MG_MC_RE_Tchnologies
use phase - electricity infrastructure | Generation - PV III-V/Si (ground mounted) | inverter | 2035 | Germany | indium | none | mass | 543 | kg | MWp | none | none | none | literature_id: 32 | MG_MC_RE_Tchnologies
use phase - electricity infrastructure | Generation - PV III-V/Si (ground mounted) | inverter | 2035 | Germany | tin | none | mass | 288 | kg | MWp | none | none | none | literature_id: 32 | MG_MC_RE_Tchnologies
use phase - electricity infrastructure | Generation - PV III-V/Si (ground mounted) | inverter | 2035 | Germany | zinc | none | mass | 103 | kg | MWp | none | none | none | literature_id: 32 | MG_MC_RE_Tchnologies
use phase - electricity infrastructure | Generation - PV III-V/Si (ground mounted) | module, III-V top cell | 2040 | China | aluminium | none | mass | 46 | kg | MWp | none | none | none | literature_id: 32 | MG_MC_RE_Tchnologies
use phase - electricity infrastructure | Generation - PV III-V/Si (ground mounted) | module, III-V top cell | 2040 | China | aluminium | none | mass | 233 | kg | MWp | none | none | none | literature_id: 32 | MG_MC_RE_Tchnologies
use phase - electricity infrastructure | Generation - PV III-V/Si (ground mounted) | module, III-V top cell | 2040 | China | stainless steel | none | mass | 17 | kg | MWp | none | none | none | literature_id: 32 | MG_MC_RE_Tchnologies
use phase - electricity infrastructure | Generation - PV III-V/Si (ground mounted) | module, III-V top cell | 2040 | China | aluminium | none | mass | 13 | kg | MWp | none | none | none | literature_id: 32 | MG_MC_RE_Tchnologies
use phase - electricity infrastructure | Generation - PV III-V/Si (ground mounted) | module, III-V top cell | 2040 | China | copper | none | mass | 31 | kg | MWp | none | none | none | literature_id: 32 | MG_MC_RE_Tchnologies
use phase - electricity infrastructure | Generation - PV III-V/Si (ground mounted) | module, GaAs substrate layer | 2040 | China | steel | none | mass | 0.03 | kg | MWp | none | none | none | literature_id: 32 | MG_MC_RE_Tchnologies
use phase - electricity infrastructure | Generation - PV III-V/Si (ground mounted) | module, GaAs substrate layer | 2040 | China | aluminium | none | mass | 0.04 | kg | MWp | none | none | none | literature_id: 32 | MG_MC_RE_Tchnologies
use phase - electricity infrastructure | Generation - PV III-V/Si (ground mounted) | module, transparent conductive oxide layer (TCO) | 2040 | China | copper | none | mass | 2 | kg | MWp | none | none | none | literature_id: 32 | MG_MC_RE_Tchnologies
use phase - electricity infrastructure | Generation - PV III-V/Si (ground mounted) | module, transparent conductive oxide layer (TCO) | 2040 | China | printed circuit board | none | mass | 0.03 | kg | MWp | none | none | none | literature_id: 32 | MG_MC_RE_Tchnologies
use phase - electricity infrastructure | Generation - PV III-V/Si (ground mounted) | module, silicon bottom cell | 2040 | China | silver | none | mass | 5 | kg | MWp | none | none | none | literature_id: 32 | MG_MC_RE_Tchnologies
use phase - electricity infrastructure | Generation - PV III-V/Si (ground mounted) | module, silicon bottom cell | 2040 | China | copper | none | mass | 2100 | kg | MWp | none | none | none | literature_id: 32 | MG_MC_RE_Tchnologies
use phase - electricity infrastructure | Generation - PV III-V/Si (ground mounted) | module, silicon bottom cell | 2040 | China | lead | none | mass | 511 | kg | MWp | none | none | none | literature_id: 32 | MG_MC_RE_Tchnologies
use phase - electricity infrastructure | Generation - PV III-V/Si (ground mounted) | module, silicon bottom cell | 2040 | China | bismuth | none | mass | 27 | kg | MWp | none | none | none | literature_id: 32 | MG_MC_RE_Tchnologies
use phase - electricity infrastructure | Generation - PV III-V/Si (ground mounted) | module, silicon bottom cell | 2040 | China | silicon | none | mass | 36 | kg | MWp | none | none | none | literature_id: 32 | MG_MC_RE_Tchnologies
use phase - electricity infrastructure | Generation - PV III-V/Si (ground mounted) | module (frame) | 2040 | China | tin | none | mass | 0 | kg | MWp | none | none | none | literature_id: 32 | MG_MC_RE_Tchnologies
use phase - electricity infrastructure | Generation - PV III-V/Si (ground mounted) | mounting structure | 2040 | Germany | steel | none | mass | 232 | kg | MWp | none | none | none | literature_id: 32 | MG_MC_RE_Tchnologies
use phase - electricity infrastructure | Generation - PV III-V/Si (ground mounted) | mounting structure | 2040 | Germany | indium | none | mass | 10 | kg | MWp | none | none | none | literature_id: 32 | MG_MC_RE_Tchnologies
use phase - electricity infrastructure | Generation - PV III-V/Si (ground mounted) | mounting structure | 2040 | Germany | tin | none | mass | 150 | kg | MWp | none | none | none | literature_id: 32 | MG_MC_RE_Tchnologies
use phase - electricity infrastructure | Generation - PV III-V/Si (ground mounted) | cable | 2040 | Germany | zinc | none | mass | 742 | kg | MWp | none | none | none | literature_id: 32 | MG_MC_RE_Tchnologies
use phase - electricity infrastructure | Generation - PV III-V/Si (ground mounted) | inverter | 2040 | Germany | aluminium | none | mass | 94 | kg | MWp | none | none | none | literature_id: 32 | MG_MC_RE_Tchnologies
use phase - electricity infrastructure | Generation - PV III-V/Si (ground mounted) | inverter | 2040 | Germany | aluminium | none | mass | 543 | kg | MWp | none | none | none | literature_id: 32 | MG_MC_RE_Tchnologies
use phase - electricity infrastructure | Generation - PV III-V/Si (ground mounted) | inverter | 2040 | Germany | stainless steel | none | mass | 288 | kg | MWp | none | none | none | literature_id: 32 | MG_MC_RE_Tchnologies
use phase - electricity infrastructure | Generation - PV III-V/Si (ground mounted) | inverter | 2040 | Germany | aluminium | none | mass | 103 | kg | MWp | none | none | none | literature_id: 32 | MG_MC_RE_Tchnologies
use phase - electricity infrastructure | Generation - PV III-V/Si (ground mounted) | module, III-V top cell | 2045 | China | copper | none | mass | 36 | kg | MWp | none | none | none | literature_id: 32 | MG_MC_RE_Tchnologies
use phase - electricity infrastructure | Generation - PV III-V/Si (ground mounted) | module, III-V top cell | 2045 | China | steel | none | mass | 221 | kg | MWp | none | none | none | literature_id: 32 | MG_MC_RE_Tchnologies
use phase - electricity infrastructure | Generation - PV III-V/Si (ground mounted) | module, III-V top cell | 2045 | China | aluminium | none | mass | 14 | kg | MWp | none | none | none | literature_id: 32 | MG_MC_RE_Tchnologies
use phase - electricity infrastructure | Generation - PV III-V/Si (ground mounted) | module, III-V top cell | 2045 | China | copper | none | mass | 10 | kg | MWp | none | none | none | literature_id: 32 | MG_MC_RE_Tchnologies
use phase - electricity infrastructure | Generation - PV III-V/Si (ground mounted) | module, III-V top cell | 2045 | China | printed circuit board | none | mass | 29 | kg | MWp | none | none | none | literature_id: 32 | MG_MC_RE_Tchnologies
use phase - electricity infrastructure | Generation - PV III-V/Si (ground mounted) | module, GaAs substrate layer | 2045 | China | silver | none | mass | 0.01 | kg | MWp | none | none | none | literature_id: 32 | MG_MC_RE_Tchnologies
use phase - electricity infrastructure | Generation - PV III-V/Si (ground mounted) | module, GaAs substrate layer | 2045 | China | copper | none | mass | 0.01 | kg | MWp | none | none | none | literature_id: 32 | MG_MC_RE_Tchnologies
use phase - electricity infrastructure | Generation - PV III-V/Si (ground mounted) | module, transparent conductive oxide layer (TCO) | 2045 | China | lead | none | mass | 1.7 | kg | MWp | none | none | none | literature_id: 32 | MG_MC_RE_Tchnologies
use phase - electricity infrastructure | Generation - PV III-V/Si (ground mounted) | module, transparent conductive oxide layer (TCO) | 2045 | China | bismuth | none | mass | 0.03 | kg | MWp | none | none | none | literature_id: 32 | MG_MC_RE_Tchnologies
use phase - electricity infrastructure | Generation - PV III-V/Si (ground mounted) | module, silicon bottom cell | 2045 | China | silicon | none | mass | 4 | kg | MWp | none | none | none | literature_id: 32 | MG_MC_RE_Tchnologies
use phase - electricity infrastructure | Generation - PV III-V/Si (ground mounted) | module, silicon bottom cell | 2045 | China | tin | none | mass | 1989 | kg | MWp | none | none | none | literature_id: 32 | MG_MC_RE_Tchnologies
use phase - electricity infrastructure | Generation - PV III-V/Si (ground mounted) | module, silicon bottom cell | 2045 | China | indium | none | mass | 484 | kg | MWp | none | none | none | literature_id: 32 | MG_MC_RE_Tchnologies
use phase - electricity infrastructure | Generation - PV III-V/Si (ground mounted) | module, silicon bottom cell | 2045 | China | tin | none | mass | 25 | kg | MWp | none | none | none | literature_id: 32 | MG_MC_RE_Tchnologies
use phase - electricity infrastructure | Generation - PV III-V/Si (ground mounted) | module, silicon bottom cell | 2045 | China | zinc | none | mass | 34 | kg | MWp | none | none | none | literature_id: 32 | MG_MC_RE_Tchnologies
use phase - electricity infrastructure | Generation - PV III-V/Si (ground mounted) | module (frame) | 2045 | China | aluminium | none | mass | 0 | kg | MWp | none | none | none | literature_id: 32 | MG_MC_RE_Tchnologies
use phase - electricity infrastructure | Generation - PV III-V/Si (ground mounted) | mounting structure | 2045 | Germany | steel | none | mass | 220 | kg | MWp | none | none | none | literature_id: 32 | MG_MC_RE_Tchnologies
use phase - electricity infrastructure | Generation - PV III-V/Si (ground mounted) | mounting structure | 2045 | Germany | aluminium | none | mass | 9 | kg | MWp | none | none | none | literature_id: 32 | MG_MC_RE_Tchnologies
use phase - electricity infrastructure | Generation - PV III-V/Si (ground mounted) | mounting structure | 2045 | Germany | stainless steel | none | mass | 143 | kg | MWp | none | none | none | literature_id: 32 | MG_MC_RE_Tchnologies
use phase - electricity infrastructure | Generation - PV III-V/Si (ground mounted) | cable | 2045 | Germany | aluminium | none | mass | 703 | kg | MWp | none | none | none | literature_id: 32 | MG_MC_RE_Tchnologies
use phase - electricity infrastructure | Generation - PV III-V/Si (ground mounted) | inverter | 2045 | Germany | copper | none | mass | 94 | kg | MWp | none | none | none | literature_id: 32 | MG_MC_RE_Tchnologies
use phase - electricity infrastructure | Generation - PV III-V/Si (ground mounted) | inverter | 2045 | Germany | steel | none | mass | 543 | kg | MWp | none | none | none | literature_id: 32 | MG_MC_RE_Tchnologies
use phase - electricity infrastructure | Generation - PV III-V/Si (ground mounted) | inverter | 2045 | Germany | aluminium | none | mass | 288 | kg | MWp | none | none | none | literature_id: 32 | MG_MC_RE_Tchnologies
use phase - electricity infrastructure | Generation - PV III-V/Si (ground mounted) | inverter | 2045 | Germany | copper | none | mass | 103 | kg | MWp | none | none | none | literature_id: 32 | MG_MC_RE_Tchnologies
use phase - electricity infrastructure | Generation - PV III-V/Si (ground mounted) | module, III-V top cell | 2050 | China | printed circuit board | none | mass | 35 | kg | MWp | none | none | none | literature_id: 32 | MG_MC_RE_Tchnologies
use phase - electricity infrastructure | Generation - PV III-V/Si (ground mounted) | module, III-V top cell | 2050 | China | silver | none | mass | 210 | kg | MWp | none | none | none | literature_id: 32 | MG_MC_RE_Tchnologies
use phase - electricity infrastructure | Generation - PV III-V/Si (ground mounted) | module, III-V top cell | 2050 | China | copper | none | mass | 13 | kg | MWp | none | none | none | literature_id: 32 | MG_MC_RE_Tchnologies
use phase - electricity infrastructure | Generation - PV III-V/Si (ground mounted) | module, III-V top cell | 2050 | China | lead | none | mass | 10 | kg | MWp | none | none | none | literature_id: 32 | MG_MC_RE_Tchnologies
use phase - electricity infrastructure | Generation - PV III-V/Si (ground mounted) | module, III-V top cell | 2050 | China | bismuth | none | mass | 27 | kg | MWp | none | none | none | literature_id: 32 | MG_MC_RE_Tchnologies
use phase - electricity infrastructure | Generation - PV III-V/Si (ground mounted) | module, GaAs substrate layer | 2050 | China | silicon | none | mass | 0.01 | kg | MWp | none | none | none | literature_id: 32 | MG_MC_RE_Tchnologies
use phase - electricity infrastructure | Generation - PV III-V/Si (ground mounted) | module, GaAs substrate layer | 2050 | China | tin | none | mass | 0.01 | kg | MWp | none | none | none | literature_id: 32 | MG_MC_RE_Tchnologies
use phase - electricity infrastructure | Generation - PV III-V/Si (ground mounted) | module, transparent conductive oxide layer (TCO) | 2050 | China | indium | none | mass | 1.5 | kg | MWp | none | none | none | literature_id: 32 | MG_MC_RE_Tchnologies
use phase - electricity infrastructure | Generation - PV III-V/Si (ground mounted) | module, transparent conductive oxide layer (TCO) | 2050 | China | tin | none | mass | 0.02 | kg | MWp | none | none | none | literature_id: 32 | MG_MC_RE_Tchnologies
use phase - electricity infrastructure | Generation - PV III-V/Si (ground mounted) | module, silicon bottom cell | 2050 | China | zinc | none | mass | 4 | kg | MWp | none | none | none | literature_id: 32 | MG_MC_RE_Tchnologies
use phase - electricity infrastructure | Generation - PV III-V/Si (ground mounted) | module, silicon bottom cell | 2050 | China | aluminium | none | mass | 1890 | kg | MWp | none | none | none | literature_id: 32 | MG_MC_RE_Tchnologies
use phase - electricity infrastructure | Generation - PV III-V/Si (ground mounted) | module, silicon bottom cell | 2050 | China | aluminium | none | mass | 460 | kg | MWp | none | none | none | literature_id: 32 | MG_MC_RE_Tchnologies
use phase - electricity infrastructure | Generation - PV III-V/Si (ground mounted) | module, silicon bottom cell | 2050 | China | stainless steel | none | mass | 24 | kg | MWp | none | none | none | literature_id: 32 | MG_MC_RE_Tchnologies
use phase - electricity infrastructure | Generation - PV III-V/Si (ground mounted) | module, silicon bottom cell | 2050 | China | aluminium | none | mass | 32 | kg | MWp | none | none | none | literature_id: 32 | MG_MC_RE_Tchnologies
use phase - electricity infrastructure | Generation - PV III-V/Si (ground mounted) | module (frame) | 2050 | China | copper | none | mass | 0 | kg | MWp | none | none | none | literature_id: 32 | MG_MC_RE_Tchnologies
use phase - electricity infrastructure | Generation - PV III-V/Si (ground mounted) | mounting structure | 2050 | Germany | steel | none | mass | 209 | kg | MWp | none | none | none | literature_id: 32 | MG_MC_RE_Tchnologies
use phase - electricity infrastructure | Generation - PV III-V/Si (ground mounted) | mounting structure | 2050 | Germany | steel | none | mass | 9 | kg | MWp | none | none | none | literature_id: 32 | MG_MC_RE_Tchnologies
use phase - electricity infrastructure | Generation - PV III-V/Si (ground mounted) | mounting structure | 2050 | Germany | aluminium | none | mass | 135 | kg | MWp | none | none | none | literature_id: 32 | MG_MC_RE_Tchnologies
use phase - electricity infrastructure | Generation - PV III-V/Si (ground mounted) | cable | 2050 | Germany | copper | none | mass | 668 | kg | MWp | none | none | none | literature_id: 32 | MG_MC_RE_Tchnologies
use phase - electricity infrastructure | Generation - PV III-V/Si (ground mounted) | inverter | 2050 | Germany | printed circuit board | none | mass | 94 | kg | MWp | none | none | none | literature_id: 32 | MG_MC_RE_Tchnologies
use phase - electricity infrastructure | Generation - PV III-V/Si (ground mounted) | inverter | 2050 | Germany | silver | none | mass | 543 | kg | MWp | none | none | none | literature_id: 32 | MG_MC_RE_Tchnologies
use phase - electricity infrastructure | Generation - PV III-V/Si (ground mounted) | inverter | 2050 | Germany | copper | none | mass | 288 | kg | MWp | none | none | none | literature_id: 32 | MG_MC_RE_Tchnologies
use phase - electricity infrastructure | Generation - PV III-V/Si (ground mounted) | inverter | 2050 | Germany | lead | none | mass | 103 | kg | MWp | none | none | none | literature_id: 32 | MG_MC_RE_Tchnologies
use phase - electricity infrastructure | Generation - Wind Onshore - EESG-DD | rotor | 2018 | Germany | glass fibre | none | mass | 11.8 | t | MW | none | none | none | literature_id: 32 | MG_MC_RE_Tchnologies
use phase - electricity infrastructure | Generation - Wind Onshore - EESG-DD | rotor | 2018 | Germany | low-alloyed steel | none | mass | 3.3 | t | MW | none | none | none | literature_id: 32 | MG_MC_RE_Tchnologies
use phase - electricity infrastructure | Generation - Wind Onshore - EESG-DD | rotor | 2018 | Germany | steel, high-alloyed | none | mass | 3.2 | t | MW | none | none | none | literature_id: 32 | MG_MC_RE_Tchnologies
use phase - electricity infrastructure | Generation - Wind Onshore - EESG-DD | rotor | 2018 | Germany | cast iron | none | mass | 8.7 | t | MW | none | none | none | literature_id: 32 | MG_MC_RE_Tchnologies
use phase - electricity infrastructure | Generation - Wind Onshore - EESG-DD | rotor | 2018 | Germany | aluminium | none | mass | 0.03 | t | MW | none | none | none | literature_id: 32 | MG_MC_RE_Tchnologies
use phase - electricity infrastructure | Generation - Wind Onshore - EESG-DD | rotor | 2018 | Germany | copper | none | mass | 0.026 | t | MW | none | none | none | literature_id: 32 | MG_MC_RE_Tchnologies
use phase - electricity infrastructure | Generation - Wind Onshore - EESG-DD | rotor | 2018 | Germany | polymer | none | mass | 0.5 | t | MW | none | none | none | literature_id: 32 | MG_MC_RE_Tchnologies
use phase - electricity infrastructure | Generation - Wind Onshore - EESG-DD | rotor | 2018 | Germany | glass fibre reinforced plastic | none | mass | 0.2 | t | MW | none | none | none | literature_id: 32 | MG_MC_RE_Tchnologies
use phase - electricity infrastructure | Generation - Wind Onshore - EESG-DD | rotor | 2018 | Germany | epoxy resin | none | mass | 4.5 | t | MW | none | none | none | literature_id: 32 | MG_MC_RE_Tchnologies
use phase - electricity infrastructure | Generation - Wind Onshore - EESG-DD | rotor | 2018 | Germany | paint | none | mass | 0.2 | t | MW | none | none | none | literature_id: 32 | MG_MC_RE_Tchnologies
use phase - electricity infrastructure | Generation - Wind Onshore - EESG-DD | rotor | 2018 | Germany | balsa wood | none | mass | 0.2 | t | MW | none | none | none | literature_id: 32 | MG_MC_RE_Tchnologies
use phase - electricity infrastructure | Generation - Wind Onshore - EESG-DD | rotor | 2018 | Germany | adhesive | none | mass | 0.9 | t | MW | none | none | none | literature_id: 32 | MG_MC_RE_Tchnologies
use phase - electricity infrastructure | Generation - Wind Onshore - EESG-DD | rotor | 2018 | Germany | lubricating oil | none | mass | 0.02 | t | MW | none | none | none | literature_id: 32 | MG_MC_RE_Tchnologies
use phase - electricity infrastructure | Generation - Wind Onshore - EESG-DD | nacelle | 2018 | Germany | low-alloyed steel | none | mass | 3.8 | t | MW | none | none | none | literature_id: 32 | MG_MC_RE_Tchnologies
use phase - electricity infrastructure | Generation - Wind Onshore - EESG-DD | nacelle | 2018 | Germany | steel, high-alloyed | none | mass | 12.7 | t | MW | none | none | none | literature_id: 32 | MG_MC_RE_Tchnologies
use phase - electricity infrastructure | Generation - Wind Onshore - EESG-DD | nacelle | 2018 | Germany | cast iron | none | mass | 22.4 | t | MW | none | none | none | literature_id: 32 | MG_MC_RE_Tchnologies
use phase - electricity infrastructure | Generation - Wind Onshore - EESG-DD | nacelle | 2018 | Germany | aluminium | none | mass | 0.4 | t | MW | none | none | none | literature_id: 32 | MG_MC_RE_Tchnologies
use phase - electricity infrastructure | Generation - Wind Onshore - EESG-DD | nacelle | 2018 | Germany | copper | none | mass | 3.3 | t | MW | none | none | none | literature_id: 32 | MG_MC_RE_Tchnologies
use phase - electricity infrastructure | Generation - Wind Onshore - EESG-DD | nacelle | 2018 | Germany | electronic misc. | none | mass | 0.055 | t | MW | none | none | none | literature_id: 32 | MG_MC_RE_Tchnologies
use phase - electricity infrastructure | Generation - Wind Onshore - EESG-DD | hybrid tower | 2018 | Germany | low-alloyed steel | none | mass | 49 | t | MW | none | none | none | literature_id: 32 | MG_MC_RE_Tchnologies
use phase - electricity infrastructure | Generation - Wind Onshore - EESG-DD | hybrid tower | 2018 | Germany | concrete | none | mass | 382 | t | MW | none | none | none | literature_id: 32 | MG_MC_RE_Tchnologies
use phase - electricity infrastructure | Generation - Wind Onshore - EESG-DD | hybrid tower | 2018 | Germany | electronic misc. | none | mass | 4.4 | t | MW | none | none | none | literature_id: 32 | MG_MC_RE_Tchnologies
use phase - electricity infrastructure | Generation - Wind Onshore - EESG-DD | foundation | 2018 | Germany | low-alloyed steel | none | mass | 81 | t | MW | none | none | none | literature_id: 32 | MG_MC_RE_Tchnologies
use phase - electricity infrastructure | Generation - Wind Onshore - EESG-DD | foundation | 2018 | Germany | concrete | none | mass | 1710 | t | MW | none | none | none | literature_id: 32 | MG_MC_RE_Tchnologies
use phase - electricity infrastructure | Generation - Wind Onshore - EESG-DD | rotor | 2020 | Germany | glass fibre | none | mass | 11 | t | MW | none | none | none | literature_id: 32 | MG_MC_RE_Tchnologies
use phase - electricity infrastructure | Generation - Wind Onshore - EESG-DD | rotor | 2020 | Germany | low-alloyed steel | none | mass | 3.1 | t | MW | none | none | none | literature_id: 32 | MG_MC_RE_Tchnologies
use phase - electricity infrastructure | Generation - Wind Onshore - EESG-DD | rotor | 2020 | Germany | steel, high-alloyed | none | mass | 3 | t | MW | none | none | none | literature_id: 32 | MG_MC_RE_Tchnologies
use phase - electricity infrastructure | Generation - Wind Onshore - EESG-DD | rotor | 2020 | Germany | cast iron | none | mass | 8.2 | t | MW | none | none | none | literature_id: 32 | MG_MC_RE_Tchnologies
use phase - electricity infrastructure | Generation - Wind Onshore - EESG-DD | rotor | 2020 | Germany | aluminium | none | mass | 0.029 | t | MW | none | none | none | literature_id: 32 | MG_MC_RE_Tchnologies
use phase - electricity infrastructure | Generation - Wind Onshore - EESG-DD | rotor | 2020 | Germany | copper | none | mass | 0.024 | t | MW | none | none | none | literature_id: 32 | MG_MC_RE_Tchnologies
use phase - electricity infrastructure | Generation - Wind Onshore - EESG-DD | rotor | 2020 | Germany | polymer | none | mass | 0.5 | t | MW | none | none | none | literature_id: 32 | MG_MC_RE_Tchnologies
use phase - electricity infrastructure | Generation - Wind Onshore - EESG-DD | rotor | 2020 | Germany | glass fibre reinforced plastic | none | mass | 0.2 | t | MW | none | none | none | literature_id: 32 | MG_MC_RE_Tchnologies
use phase - electricity infrastructure | Generation - Wind Onshore - EESG-DD | rotor | 2020 | Germany | epoxy resin | none | mass | 4.2 | t | MW | none | none | none | literature_id: 32 | MG_MC_RE_Tchnologies
use phase - electricity infrastructure | Generation - Wind Onshore - EESG-DD | rotor | 2020 | Germany | paint | none | mass | 0.2 | t | MW | none | none | none | literature_id: 32 | MG_MC_RE_Tchnologies
use phase - electricity infrastructure | Generation - Wind Onshore - EESG-DD | rotor | 2020 | Germany | balsa wood | none | mass | 0.2 | t | MW | none | none | none | literature_id: 32 | MG_MC_RE_Tchnologies
use phase - electricity infrastructure | Generation - Wind Onshore - EESG-DD | rotor | 2020 | Germany | adhesive | none | mass | 0.9 | t | MW | none | none | none | literature_id: 32 | MG_MC_RE_Tchnologies
use phase - electricity infrastructure | Generation - Wind Onshore - EESG-DD | rotor | 2020 | Germany | lubricating oil | none | mass | 0.02 | t | MW | none | none | none | literature_id: 32 | MG_MC_RE_Tchnologies
use phase - electricity infrastructure | Generation - Wind Onshore - EESG-DD | nacelle | 2020 | Germany | low-alloyed steel | none | mass | 3.6 | t | MW | none | none | none | literature_id: 32 | MG_MC_RE_Tchnologies
use phase - electricity infrastructure | Generation - Wind Onshore - EESG-DD | nacelle | 2020 | Germany | steel, high-alloyed | none | mass | 11.9 | t | MW | none | none | none | literature_id: 32 | MG_MC_RE_Tchnologies
use phase - electricity infrastructure | Generation - Wind Onshore - EESG-DD | nacelle | 2020 | Germany | cast iron | none | mass | 21 | t | MW | none | none | none | literature_id: 32 | MG_MC_RE_Tchnologies
use phase - electricity infrastructure | Generation - Wind Onshore - EESG-DD | nacelle | 2020 | Germany | aluminium | none | mass | 0.4 | t | MW | none | none | none | literature_id: 32 | MG_MC_RE_Tchnologies
use phase - electricity infrastructure | Generation - Wind Onshore - EESG-DD | nacelle | 2020 | Germany | copper | none | mass | 3.1 | t | MW | none | none | none | literature_id: 32 | MG_MC_RE_Tchnologies
use phase - electricity infrastructure | Generation - Wind Onshore - EESG-DD | nacelle | 2020 | Germany | electronic misc. | none | mass | 0.052 | t | MW | none | none | none | literature_id: 32 | MG_MC_RE_Tchnologies
use phase - electricity infrastructure | Generation - Wind Onshore - EESG-DD | hybrid tower | 2020 | Germany | low-alloyed steel | none | mass | 46 | t | MW | none | none | none | literature_id: 32 | MG_MC_RE_Tchnologies
use phase - electricity infrastructure | Generation - Wind Onshore - EESG-DD | hybrid tower | 2020 | Germany | concrete | none | mass | 358 | t | MW | none | none | none | literature_id: 32 | MG_MC_RE_Tchnologies
use phase - electricity infrastructure | Generation - Wind Onshore - EESG-DD | hybrid tower | 2020 | Germany | electronic misc. | none | mass | 4.1 | t | MW | none | none | none | literature_id: 32 | MG_MC_RE_Tchnologies
use phase - electricity infrastructure | Generation - Wind Onshore - EESG-DD | foundation | 2020 | Germany | low-alloyed steel | none | mass | 76 | t | MW | none | none | none | literature_id: 32 | MG_MC_RE_Tchnologies
use phase - electricity infrastructure | Generation - Wind Onshore - EESG-DD | foundation | 2020 | Germany | concrete | none | mass | 1603 | t | MW | none | none | none | literature_id: 32 | MG_MC_RE_Tchnologies
use phase - electricity infrastructure | Generation - Wind Onshore - EESG-DD | rotor | 2025 | Germany | glass fibre | none | mass | 8 | t | MW | none | none | none | literature_id: 32 | MG_MC_RE_Tchnologies
use phase - electricity infrastructure | Generation - Wind Onshore - EESG-DD | rotor | 2025 | Germany | low-alloyed steel | none | mass | 2.2 | t | MW | none | none | none | literature_id: 32 | MG_MC_RE_Tchnologies
use phase - electricity infrastructure | Generation - Wind Onshore - EESG-DD | rotor | 2025 | Germany | steel, high-alloyed | none | mass | 2.2 | t | MW | none | none | none | literature_id: 32 | MG_MC_RE_Tchnologies
use phase - electricity infrastructure | Generation - Wind Onshore - EESG-DD | rotor | 2025 | Germany | cast iron | none | mass | 5.9 | t | MW | none | none | none | literature_id: 32 | MG_MC_RE_Tchnologies
use phase - electricity infrastructure | Generation - Wind Onshore - EESG-DD | rotor | 2025 | Germany | aluminium | none | mass | 0.021 | t | MW | none | none | none | literature_id: 32 | MG_MC_RE_Tchnologies
use phase - electricity infrastructure | Generation - Wind Onshore - EESG-DD | rotor | 2025 | Germany | copper | none | mass | 0.018 | t | MW | none | none | none | literature_id: 32 | MG_MC_RE_Tchnologies
use phase - electricity infrastructure | Generation - Wind Onshore - EESG-DD | rotor | 2025 | Germany | polymer | none | mass | 0.3 | t | MW | none | none | none | literature_id: 32 | MG_MC_RE_Tchnologies
use phase - electricity infrastructure | Generation - Wind Onshore - EESG-DD | rotor | 2025 | Germany | glass fibre reinforced plastic | none | mass | 0.2 | t | MW | none | none | none | literature_id: 32 | MG_MC_RE_Tchnologies
use phase - electricity infrastructure | Generation - Wind Onshore - EESG-DD | rotor | 2025 | Germany | epoxy resin | none | mass | 3.1 | t | MW | none | none | none | literature_id: 32 | MG_MC_RE_Tchnologies
use phase - electricity infrastructure | Generation - Wind Onshore - EESG-DD | rotor | 2025 | Germany | paint | none | mass | 0.2 | t | MW | none | none | none | literature_id: 32 | MG_MC_RE_Tchnologies
use phase - electricity infrastructure | Generation - Wind Onshore - EESG-DD | rotor | 2025 | Germany | balsa wood | none | mass | 0.2 | t | MW | none | none | none | literature_id: 32 | MG_MC_RE_Tchnologies
use phase - electricity infrastructure | Generation - Wind Onshore - EESG-DD | rotor | 2025 | Germany | adhesive | none | mass | 0.6 | t | MW | none | none | none | literature_id: 32 | MG_MC_RE_Tchnologies
use phase - electricity infrastructure | Generation - Wind Onshore - EESG-DD | rotor | 2025 | Germany | lubricating oil | none | mass | 0.02 | t | MW | none | none | none | literature_id: 32 | MG_MC_RE_Tchnologies
use phase - electricity infrastructure | Generation - Wind Onshore - EESG-DD | nacelle | 2025 | Germany | low-alloyed steel | none | mass | 2.3 | t | MW | none | none | none | literature_id: 32 | MG_MC_RE_Tchnologies
use phase - electricity infrastructure | Generation - Wind Onshore - EESG-DD | nacelle | 2025 | Germany | steel, high-alloyed | none | mass | 7.7 | t | MW | none | none | none | literature_id: 32 | MG_MC_RE_Tchnologies
use phase - electricity infrastructure | Generation - Wind Onshore - EESG-DD | nacelle | 2025 | Germany | cast iron | none | mass | 13.5 | t | MW | none | none | none | literature_id: 32 | MG_MC_RE_Tchnologies
use phase - electricity infrastructure | Generation - Wind Onshore - EESG-DD | nacelle | 2025 | Germany | aluminium | none | mass | 1.5 | t | MW | none | none | none | literature_id: 32 | MG_MC_RE_Tchnologies
use phase - electricity infrastructure | Generation - Wind Onshore - EESG-DD | nacelle | 2025 | Germany | copper | none | mass | 0.7 | t | MW | none | none | none | literature_id: 32 | MG_MC_RE_Tchnologies
use phase - electricity infrastructure | Generation - Wind Onshore - EESG-DD | nacelle | 2025 | Germany | electronic misc. | none | mass | 0.033 | t | MW | none | none | none | literature_id: 32 | MG_MC_RE_Tchnologies
use phase - electricity infrastructure | Generation - Wind Onshore - EESG-DD | hybrid tower | 2025 | Germany | low-alloyed steel | none | mass | 49 | t | MW | none | none | none | literature_id: 32 | MG_MC_RE_Tchnologies
use phase - electricity infrastructure | Generation - Wind Onshore - EESG-DD | hybrid tower | 2025 | Germany | concrete | none | mass | 377 | t | MW | none | none | none | literature_id: 32 | MG_MC_RE_Tchnologies
use phase - electricity infrastructure | Generation - Wind Onshore - EESG-DD | hybrid tower | 2025 | Germany | electronic misc. | none | mass | 4.3 | t | MW | none | none | none | literature_id: 32 | MG_MC_RE_Tchnologies
use phase - electricity infrastructure | Generation - Wind Onshore - EESG-DD | foundation | 2025 | Germany | low-alloyed steel | none | mass | 75 | t | MW | none | none | none | literature_id: 32 | MG_MC_RE_Tchnologies
use phase - electricity infrastructure | Generation - Wind Onshore - EESG-DD | foundation | 2025 | Germany | concrete | none | mass | 1599 | t | MW | none | none | none | literature_id: 32 | MG_MC_RE_Tchnologies
use phase - electricity infrastructure | Generation - Wind Onshore - EESG-DD | rotor | 2030 | Germany | glass fibre | none | mass | 9.7 | t | MW | none | none | none | literature_id: 32 | MG_MC_RE_Tchnologies
use phase - electricity infrastructure | Generation - Wind Onshore - EESG-DD | rotor | 2030 | Germany | low-alloyed steel | none | mass | 2.7 | t | MW | none | none | none | literature_id: 32 | MG_MC_RE_Tchnologies
use phase - electricity infrastructure | Generation - Wind Onshore - EESG-DD | rotor | 2030 | Germany | steel, high-alloyed | none | mass | 2.6 | t | MW | none | none | none | literature_id: 32 | MG_MC_RE_Tchnologies
use phase - electricity infrastructure | Generation - Wind Onshore - EESG-DD | rotor | 2030 | Germany | cast iron | none | mass | 7.1 | t | MW | none | none | none | literature_id: 32 | MG_MC_RE_Tchnologies
use phase - electricity infrastructure | Generation - Wind Onshore - EESG-DD | rotor | 2030 | Germany | aluminium | none | mass | 0.025 | t | MW | none | none | none | literature_id: 32 | MG_MC_RE_Tchnologies
use phase - electricity infrastructure | Generation - Wind Onshore - EESG-DD | rotor | 2030 | Germany | copper | none | mass | 0.021 | t | MW | none | none | none | literature_id: 32 | MG_MC_RE_Tchnologies
use phase - electricity infrastructure | Generation - Wind Onshore - EESG-DD | rotor | 2030 | Germany | polymer | none | mass | 0.4 | t | MW | none | none | none | literature_id: 32 | MG_MC_RE_Tchnologies
use phase - electricity infrastructure | Generation - Wind Onshore - EESG-DD | rotor | 2030 | Germany | glass fibre reinforced plastic | none | mass | 0.2 | t | MW | none | none | none | literature_id: 32 | MG_MC_RE_Tchnologies
use phase - electricity infrastructure | Generation - Wind Onshore - EESG-DD | rotor | 2030 | Germany | epoxy resin | none | mass | 3.7 | t | MW | none | none | none | literature_id: 32 | MG_MC_RE_Tchnologies
use phase - electricity infrastructure | Generation - Wind Onshore - EESG-DD | rotor | 2030 | Germany | paint | none | mass | 0.2 | t | MW | none | none | none | literature_id: 32 | MG_MC_RE_Tchnologies
use phase - electricity infrastructure | Generation - Wind Onshore - EESG-DD | rotor | 2030 | Germany | balsa wood | none | mass | 0.2 | t | MW | none | none | none | literature_id: 32 | MG_MC_RE_Tchnologies
use phase - electricity infrastructure | Generation - Wind Onshore - EESG-DD | rotor | 2030 | Germany | adhesive | none | mass | 0.8 | t | MW | none | none | none | literature_id: 32 | MG_MC_RE_Tchnologies
use phase - electricity infrastructure | Generation - Wind Onshore - EESG-DD | rotor | 2030 | Germany | lubricating oil | none | mass | 0.02 | t | MW | none | none | none | literature_id: 32 | MG_MC_RE_Tchnologies
use phase - electricity infrastructure | Generation - Wind Onshore - EESG-DD | nacelle | 2030 | Germany | low-alloyed steel | none | mass | 2.7 | t | MW | none | none | none | literature_id: 32 | MG_MC_RE_Tchnologies
use phase - electricity infrastructure | Generation - Wind Onshore - EESG-DD | nacelle | 2030 | Germany | steel, high-alloyed | none | mass | 9 | t | MW | none | none | none | literature_id: 32 | MG_MC_RE_Tchnologies
use phase - electricity infrastructure | Generation - Wind Onshore - EESG-DD | nacelle | 2030 | Germany | cast iron | none | mass | 15.9 | t | MW | none | none | none | literature_id: 32 | MG_MC_RE_Tchnologies
use phase - electricity infrastructure | Generation - Wind Onshore - EESG-DD | nacelle | 2030 | Germany | aluminium | none | mass | 1.8 | t | MW | none | none | none | literature_id: 32 | MG_MC_RE_Tchnologies
use phase - electricity infrastructure | Generation - Wind Onshore - EESG-DD | nacelle | 2030 | Germany | copper | none | mass | 0.8 | t | MW | none | none | none | literature_id: 32 | MG_MC_RE_Tchnologies
use phase - electricity infrastructure | Generation - Wind Onshore - EESG-DD | nacelle | 2030 | Germany | electronic misc. | none | mass | 0.039 | t | MW | none | none | none | literature_id: 32 | MG_MC_RE_Tchnologies
use phase - electricity infrastructure | Generation - Wind Onshore - EESG-DD | hybrid tower | 2030 | Germany | low-alloyed steel | none | mass | 62 | t | MW | none | none | none | literature_id: 32 | MG_MC_RE_Tchnologies
use phase - electricity infrastructure | Generation - Wind Onshore - EESG-DD | hybrid tower | 2030 | Germany | concrete | none | mass | 481 | t | MW | none | none | none | literature_id: 32 | MG_MC_RE_Tchnologies
use phase - electricity infrastructure | Generation - Wind Onshore - EESG-DD | hybrid tower | 2030 | Germany | electronic misc. | none | mass | 5.5 | t | MW | none | none | none | literature_id: 32 | MG_MC_RE_Tchnologies
use phase - electricity infrastructure | Generation - Wind Onshore - EESG-DD | foundation | 2030 | Germany | low-alloyed steel | none | mass | 95 | t | MW | none | none | none | literature_id: 32 | MG_MC_RE_Tchnologies
use phase - electricity infrastructure | Generation - Wind Onshore - EESG-DD | foundation | 2030 | Germany | concrete | none | mass | 2027 | t | MW | none | none | none | literature_id: 32 | MG_MC_RE_Tchnologies
use phase - electricity infrastructure | Generation - Wind Onshore - EESG-DD | rotor | 2035 | Germany | glass fibre | none | mass | 9.7 | t | MW | none | none | none | literature_id: 32 | MG_MC_RE_Tchnologies
use phase - electricity infrastructure | Generation - Wind Onshore - EESG-DD | rotor | 2035 | Germany | low-alloyed steel | none | mass | 2.7 | t | MW | none | none | none | literature_id: 32 | MG_MC_RE_Tchnologies
use phase - electricity infrastructure | Generation - Wind Onshore - EESG-DD | rotor | 2035 | Germany | steel, high-alloyed | none | mass | 2.6 | t | MW | none | none | none | literature_id: 32 | MG_MC_RE_Tchnologies
use phase - electricity infrastructure | Generation - Wind Onshore - EESG-DD | rotor | 2035 | Germany | cast iron | none | mass | 7.1 | t | MW | none | none | none | literature_id: 32 | MG_MC_RE_Tchnologies
use phase - electricity infrastructure | Generation - Wind Onshore - EESG-DD | rotor | 2035 | Germany | aluminium | none | mass | 0.025 | t | MW | none | none | none | literature_id: 32 | MG_MC_RE_Tchnologies
use phase - electricity infrastructure | Generation - Wind Onshore - EESG-DD | rotor | 2035 | Germany | copper | none | mass | 0.021 | t | MW | none | none | none | literature_id: 32 | MG_MC_RE_Tchnologies
use phase - electricity infrastructure | Generation - Wind Onshore - EESG-DD | rotor | 2035 | Germany | polymer | none | mass | 0.4 | t | MW | none | none | none | literature_id: 32 | MG_MC_RE_Tchnologies
use phase - electricity infrastructure | Generation - Wind Onshore - EESG-DD | rotor | 2035 | Germany | glass fibre reinforced plastic | none | mass | 0.2 | t | MW | none | none | none | literature_id: 32 | MG_MC_RE_Tchnologies
use phase - electricity infrastructure | Generation - Wind Onshore - EESG-DD | rotor | 2035 | Germany | epoxy resin | none | mass | 3.7 | t | MW | none | none | none | literature_id: 32 | MG_MC_RE_Tchnologies
use phase - electricity infrastructure | Generation - Wind Onshore - EESG-DD | rotor | 2035 | Germany | paint | none | mass | 0.2 | t | MW | none | none | none | literature_id: 32 | MG_MC_RE_Tchnologies
use phase - electricity infrastructure | Generation - Wind Onshore - EESG-DD | rotor | 2035 | Germany | balsa wood | none | mass | 0.2 | t | MW | none | none | none | literature_id: 32 | MG_MC_RE_Tchnologies
use phase - electricity infrastructure | Generation - Wind Onshore - EESG-DD | rotor | 2035 | Germany | adhesive | none | mass | 0.8 | t | MW | none | none | none | literature_id: 32 | MG_MC_RE_Tchnologies
use phase - electricity infrastructure | Generation - Wind Onshore - EESG-DD | rotor | 2035 | Germany | lubricating oil | none | mass | 0.02 | t | MW | none | none | none | literature_id: 32 | MG_MC_RE_Tchnologies
use phase - electricity infrastructure | Generation - Wind Onshore - EESG-DD | nacelle | 2035 | Germany | low-alloyed steel | none | mass | 2.7 | t | MW | none | none | none | literature_id: 32 | MG_MC_RE_Tchnologies
use phase - electricity infrastructure | Generation - Wind Onshore - EESG-DD | nacelle | 2035 | Germany | steel, high-alloyed | none | mass | 9 | t | MW | none | none | none | literature_id: 32 | MG_MC_RE_Tchnologies
use phase - electricity infrastructure | Generation - Wind Onshore - EESG-DD | nacelle | 2035 | Germany | cast iron | none | mass | 15.9 | t | MW | none | none | none | literature_id: 32 | MG_MC_RE_Tchnologies
use phase - electricity infrastructure | Generation - Wind Onshore - EESG-DD | nacelle | 2035 | Germany | aluminium | none | mass | 1.8 | t | MW | none | none | none | literature_id: 32 | MG_MC_RE_Tchnologies
use phase - electricity infrastructure | Generation - Wind Onshore - EESG-DD | nacelle | 2035 | Germany | copper | none | mass | 0.8 | t | MW | none | none | none | literature_id: 32 | MG_MC_RE_Tchnologies
use phase - electricity infrastructure | Generation - Wind Onshore - EESG-DD | nacelle | 2035 | Germany | electronic misc. | none | mass | 0.039 | t | MW | none | none | none | literature_id: 32 | MG_MC_RE_Tchnologies
use phase - electricity infrastructure | Generation - Wind Onshore - EESG-DD | hybrid tower | 2035 | Germany | low-alloyed steel | none | mass | 62 | t | MW | none | none | none | literature_id: 32 | MG_MC_RE_Tchnologies
use phase - electricity infrastructure | Generation - Wind Onshore - EESG-DD | hybrid tower | 2035 | Germany | concrete | none | mass | 481 | t | MW | none | none | none | literature_id: 32 | MG_MC_RE_Tchnologies
use phase - electricity infrastructure | Generation - Wind Onshore - EESG-DD | hybrid tower | 2035 | Germany | electronic misc. | none | mass | 5.5 | t | MW | none | none | none | literature_id: 32 | MG_MC_RE_Tchnologies
use phase - electricity infrastructure | Generation - Wind Onshore - EESG-DD | foundation | 2035 | Germany | low-alloyed steel | none | mass | 95 | t | MW | none | none | none | literature_id: 32 | MG_MC_RE_Tchnologies
use phase - electricity infrastructure | Generation - Wind Onshore - EESG-DD | foundation | 2035 | Germany | concrete | none | mass | 2027 | t | MW | none | none | none | literature_id: 32 | MG_MC_RE_Tchnologies
use phase - electricity infrastructure | Generation - Wind Onshore - EESG-DD | rotor | 2040 | Germany | glass fibre | none | mass | 9.7 | t | MW | none | none | none | literature_id: 32 | MG_MC_RE_Tchnologies
use phase - electricity infrastructure | Generation - Wind Onshore - EESG-DD | rotor | 2040 | Germany | low-alloyed steel | none | mass | 2.7 | t | MW | none | none | none | literature_id: 32 | MG_MC_RE_Tchnologies
use phase - electricity infrastructure | Generation - Wind Onshore - EESG-DD | rotor | 2040 | Germany | steel, high-alloyed | none | mass | 2.6 | t | MW | none | none | none | literature_id: 32 | MG_MC_RE_Tchnologies
use phase - electricity infrastructure | Generation - Wind Onshore - EESG-DD | rotor | 2040 | Germany | cast iron | none | mass | 7.1 | t | MW | none | none | none | literature_id: 32 | MG_MC_RE_Tchnologies
use phase - electricity infrastructure | Generation - Wind Onshore - EESG-DD | rotor | 2040 | Germany | aluminium | none | mass | 0.025 | t | MW | none | none | none | literature_id: 32 | MG_MC_RE_Tchnologies
use phase - electricity infrastructure | Generation - Wind Onshore - EESG-DD | rotor | 2040 | Germany | copper | none | mass | 0.021 | t | MW | none | none | none | literature_id: 32 | MG_MC_RE_Tchnologies
use phase - electricity infrastructure | Generation - Wind Onshore - EESG-DD | rotor | 2040 | Germany | polymer | none | mass | 0.4 | t | MW | none | none | none | literature_id: 32 | MG_MC_RE_Tchnologies
use phase - electricity infrastructure | Generation - Wind Onshore - EESG-DD | rotor | 2040 | Germany | glass fibre reinforced plastic | none | mass | 0.2 | t | MW | none | none | none | literature_id: 32 | MG_MC_RE_Tchnologies
use phase - electricity infrastructure | Generation - Wind Onshore - EESG-DD | rotor | 2040 | Germany | epoxy resin | none | mass | 3.7 | t | MW | none | none | none | literature_id: 32 | MG_MC_RE_Tchnologies
use phase - electricity infrastructure | Generation - Wind Onshore - EESG-DD | rotor | 2040 | Germany | paint | none | mass | 0.2 | t | MW | none | none | none | literature_id: 32 | MG_MC_RE_Tchnologies
use phase - electricity infrastructure | Generation - Wind Onshore - EESG-DD | rotor | 2040 | Germany | balsa wood | none | mass | 0.2 | t | MW | none | none | none | literature_id: 32 | MG_MC_RE_Tchnologies
use phase - electricity infrastructure | Generation - Wind Onshore - EESG-DD | rotor | 2040 | Germany | adhesive | none | mass | 0.8 | t | MW | none | none | none | literature_id: 32 | MG_MC_RE_Tchnologies
use phase - electricity infrastructure | Generation - Wind Onshore - EESG-DD | rotor | 2040 | Germany | lubricating oil | none | mass | 0.02 | t | MW | none | none | none | literature_id: 32 | MG_MC_RE_Tchnologies
use phase - electricity infrastructure | Generation - Wind Onshore - EESG-DD | nacelle | 2040 | Germany | low-alloyed steel | none | mass | 2.7 | t | MW | none | none | none | literature_id: 32 | MG_MC_RE_Tchnologies
use phase - electricity infrastructure | Generation - Wind Onshore - EESG-DD | nacelle | 2040 | Germany | steel, high-alloyed | none | mass | 9 | t | MW | none | none | none | literature_id: 32 | MG_MC_RE_Tchnologies
use phase - electricity infrastructure | Generation - Wind Onshore - EESG-DD | nacelle | 2040 | Germany | cast iron | none | mass | 15.9 | t | MW | none | none | none | literature_id: 32 | MG_MC_RE_Tchnologies
use phase - electricity infrastructure | Generation - Wind Onshore - EESG-DD | nacelle | 2040 | Germany | aluminium | none | mass | 1.8 | t | MW | none | none | none | literature_id: 32 | MG_MC_RE_Tchnologies
use phase - electricity infrastructure | Generation - Wind Onshore - EESG-DD | nacelle | 2040 | Germany | copper | none | mass | 0.8 | t | MW | none | none | none | literature_id: 32 | MG_MC_RE_Tchnologies
use phase - electricity infrastructure | Generation - Wind Onshore - EESG-DD | nacelle | 2040 | Germany | electronic misc. | none | mass | 0.039 | t | MW | none | none | none | literature_id: 32 | MG_MC_RE_Tchnologies
use phase - electricity infrastructure | Generation - Wind Onshore - EESG-DD | hybrid tower | 2040 | Germany | low-alloyed steel | none | mass | 62 | t | MW | none | none | none | literature_id: 32 | MG_MC_RE_Tchnologies
use phase - electricity infrastructure | Generation - Wind Onshore - EESG-DD | hybrid tower | 2040 | Germany | concrete | none | mass | 481 | t | MW | none | none | none | literature_id: 32 | MG_MC_RE_Tchnologies
use phase - electricity infrastructure | Generation - Wind Onshore - EESG-DD | hybrid tower | 2040 | Germany | electronic misc. | none | mass | 5.5 | t | MW | none | none | none | literature_id: 32 | MG_MC_RE_Tchnologies
use phase - electricity infrastructure | Generation - Wind Onshore - EESG-DD | foundation | 2040 | Germany | low-alloyed steel | none | mass | 95 | t | MW | none | none | none | literature_id: 32 | MG_MC_RE_Tchnologies
use phase - electricity infrastructure | Generation - Wind Onshore - EESG-DD | foundation | 2040 | Germany | concrete | none | mass | 2027 | t | MW | none | none | none | literature_id: 32 | MG_MC_RE_Tchnologies
use phase - electricity infrastructure | Generation - Wind Onshore - EESG-DD | rotor | 2045 | Germany | glass fibre | none | mass | 9.7 | t | MW | none | none | none | literature_id: 32 | MG_MC_RE_Tchnologies
use phase - electricity infrastructure | Generation - Wind Onshore - EESG-DD | rotor | 2045 | Germany | low-alloyed steel | none | mass | 2.7 | t | MW | none | none | none | literature_id: 32 | MG_MC_RE_Tchnologies
use phase - electricity infrastructure | Generation - Wind Onshore - EESG-DD | rotor | 2045 | Germany | steel, high-alloyed | none | mass | 2.6 | t | MW | none | none | none | literature_id: 32 | MG_MC_RE_Tchnologies
use phase - electricity infrastructure | Generation - Wind Onshore - EESG-DD | rotor | 2045 | Germany | cast iron | none | mass | 7.1 | t | MW | none | none | none | literature_id: 32 | MG_MC_RE_Tchnologies
use phase - electricity infrastructure | Generation - Wind Onshore - EESG-DD | rotor | 2045 | Germany | aluminium | none | mass | 0.025 | t | MW | none | none | none | literature_id: 32 | MG_MC_RE_Tchnologies
use phase - electricity infrastructure | Generation - Wind Onshore - EESG-DD | rotor | 2045 | Germany | copper | none | mass | 0.021 | t | MW | none | none | none | literature_id: 32 | MG_MC_RE_Tchnologies
use phase - electricity infrastructure | Generation - Wind Onshore - EESG-DD | rotor | 2045 | Germany | polymer | none | mass | 0.4 | t | MW | none | none | none | literature_id: 32 | MG_MC_RE_Tchnologies
use phase - electricity infrastructure | Generation - Wind Onshore - EESG-DD | rotor | 2045 | Germany | glass fibre reinforced plastic | none | mass | 0.2 | t | MW | none | none | none | literature_id: 32 | MG_MC_RE_Tchnologies
use phase - electricity infrastructure | Generation - Wind Onshore - EESG-DD | rotor | 2045 | Germany | epoxy resin | none | mass | 3.7 | t | MW | none | none | none | literature_id: 32 | MG_MC_RE_Tchnologies
use phase - electricity infrastructure | Generation - Wind Onshore - EESG-DD | rotor | 2045 | Germany | paint | none | mass | 0.2 | t | MW | none | none | none | literature_id: 32 | MG_MC_RE_Tchnologies
use phase - electricity infrastructure | Generation - Wind Onshore - EESG-DD | rotor | 2045 | Germany | balsa wood | none | mass | 0.2 | t | MW | none | none | none | literature_id: 32 | MG_MC_RE_Tchnologies
use phase - electricity infrastructure | Generation - Wind Onshore - EESG-DD | rotor | 2045 | Germany | adhesive | none | mass | 0.8 | t | MW | none | none | none | literature_id: 32 | MG_MC_RE_Tchnologies
use phase - electricity infrastructure | Generation - Wind Onshore - EESG-DD | rotor | 2045 | Germany | lubricating oil | none | mass | 0.02 | t | MW | none | none | none | literature_id: 32 | MG_MC_RE_Tchnologies
use phase - electricity infrastructure | Generation - Wind Onshore - EESG-DD | nacelle | 2045 | Germany | low-alloyed steel | none | mass | 2.7 | t | MW | none | none | none | literature_id: 32 | MG_MC_RE_Tchnologies
use phase - electricity infrastructure | Generation - Wind Onshore - EESG-DD | nacelle | 2045 | Germany | steel, high-alloyed | none | mass | 9 | t | MW | none | none | none | literature_id: 32 | MG_MC_RE_Tchnologies
use phase - electricity infrastructure | Generation - Wind Onshore - EESG-DD | nacelle | 2045 | Germany | cast iron | none | mass | 15.9 | t | MW | none | none | none | literature_id: 32 | MG_MC_RE_Tchnologies
use phase - electricity infrastructure | Generation - Wind Onshore - EESG-DD | nacelle | 2045 | Germany | aluminium | none | mass | 1.8 | t | MW | none | none | none | literature_id: 32 | MG_MC_RE_Tchnologies
use phase - electricity infrastructure | Generation - Wind Onshore - EESG-DD | nacelle | 2045 | Germany | copper | none | mass | 0.8 | t | MW | none | none | none | literature_id: 32 | MG_MC_RE_Tchnologies
use phase - electricity infrastructure | Generation - Wind Onshore - EESG-DD | nacelle | 2045 | Germany | electronic misc. | none | mass | 0.039 | t | MW | none | none | none | literature_id: 32 | MG_MC_RE_Tchnologies
use phase - electricity infrastructure | Generation - Wind Onshore - EESG-DD | hybrid tower | 2045 | Germany | low-alloyed steel | none | mass | 62 | t | MW | none | none | none | literature_id: 32 | MG_MC_RE_Tchnologies
use phase - electricity infrastructure | Generation - Wind Onshore - EESG-DD | hybrid tower | 2045 | Germany | concrete | none | mass | 481 | t | MW | none | none | none | literature_id: 32 | MG_MC_RE_Tchnologies
use phase - electricity infrastructure | Generation - Wind Onshore - EESG-DD | hybrid tower | 2045 | Germany | electronic misc. | none | mass | 5.5 | t | MW | none | none | none | literature_id: 32 | MG_MC_RE_Tchnologies
use phase - electricity infrastructure | Generation - Wind Onshore - EESG-DD | foundation | 2045 | Germany | low-alloyed steel | none | mass | 95 | t | MW | none | none | none | literature_id: 32 | MG_MC_RE_Tchnologies
use phase - electricity infrastructure | Generation - Wind Onshore - EESG-DD | foundation | 2045 | Germany | concrete | none | mass | 2027 | t | MW | none | none | none | literature_id: 32 | MG_MC_RE_Tchnologies
use phase - electricity infrastructure | Generation - Wind Onshore - EESG-DD | rotor | 2050 | Germany | glass fibre | none | mass | 9.7 | t | MW | none | none | none | literature_id: 32 | MG_MC_RE_Tchnologies
use phase - electricity infrastructure | Generation - Wind Onshore - EESG-DD | rotor | 2050 | Germany | low-alloyed steel | none | mass | 2.7 | t | MW | none | none | none | literature_id: 32 | MG_MC_RE_Tchnologies
use phase - electricity infrastructure | Generation - Wind Onshore - EESG-DD | rotor | 2050 | Germany | steel, high-alloyed | none | mass | 2.6 | t | MW | none | none | none | literature_id: 32 | MG_MC_RE_Tchnologies
use phase - electricity infrastructure | Generation - Wind Onshore - EESG-DD | rotor | 2050 | Germany | cast iron | none | mass | 7.1 | t | MW | none | none | none | literature_id: 32 | MG_MC_RE_Tchnologies
use phase - electricity infrastructure | Generation - Wind Onshore - EESG-DD | rotor | 2050 | Germany | aluminium | none | mass | 0.025 | t | MW | none | none | none | literature_id: 32 | MG_MC_RE_Tchnologies
use phase - electricity infrastructure | Generation - Wind Onshore - EESG-DD | rotor | 2050 | Germany | copper | none | mass | 0.021 | t | MW | none | none | none | literature_id: 32 | MG_MC_RE_Tchnologies
use phase - electricity infrastructure | Generation - Wind Onshore - EESG-DD | rotor | 2050 | Germany | polymer | none | mass | 0.4 | t | MW | none | none | none | literature_id: 32 | MG_MC_RE_Tchnologies
use phase - electricity infrastructure | Generation - Wind Onshore - EESG-DD | rotor | 2050 | Germany | glass fibre reinforced plastic | none | mass | 0.2 | t | MW | none | none | none | literature_id: 32 | MG_MC_RE_Tchnologies
use phase - electricity infrastructure | Generation - Wind Onshore - EESG-DD | rotor | 2050 | Germany | epoxy resin | none | mass | 3.7 | t | MW | none | none | none | literature_id: 32 | MG_MC_RE_Tchnologies
use phase - electricity infrastructure | Generation - Wind Onshore - EESG-DD | rotor | 2050 | Germany | paint | none | mass | 0.2 | t | MW | none | none | none | literature_id: 32 | MG_MC_RE_Tchnologies
use phase - electricity infrastructure | Generation - Wind Onshore - EESG-DD | rotor | 2050 | Germany | balsa wood | none | mass | 0.2 | t | MW | none | none | none | literature_id: 32 | MG_MC_RE_Tchnologies
use phase - electricity infrastructure | Generation - Wind Onshore - EESG-DD | rotor | 2050 | Germany | adhesive | none | mass | 0.8 | t | MW | none | none | none | literature_id: 32 | MG_MC_RE_Tchnologies
use phase - electricity infrastructure | Generation - Wind Onshore - EESG-DD | rotor | 2050 | Germany | lubricating oil | none | mass | 0.02 | t | MW | none | none | none | literature_id: 32 | MG_MC_RE_Tchnologies
use phase - electricity infrastructure | Generation - Wind Onshore - EESG-DD | nacelle | 2050 | Germany | low-alloyed steel | none | mass | 2.7 | t | MW | none | none | none | literature_id: 32 | MG_MC_RE_Tchnologies
use phase - electricity infrastructure | Generation - Wind Onshore - EESG-DD | nacelle | 2050 | Germany | steel, high-alloyed | none | mass | 9 | t | MW | none | none | none | literature_id: 32 | MG_MC_RE_Tchnologies
use phase - electricity infrastructure | Generation - Wind Onshore - EESG-DD | nacelle | 2050 | Germany | cast iron | none | mass | 15.9 | t | MW | none | none | none | literature_id: 32 | MG_MC_RE_Tchnologies
use phase - electricity infrastructure | Generation - Wind Onshore - EESG-DD | nacelle | 2050 | Germany | aluminium | none | mass | 1.8 | t | MW | none | none | none | literature_id: 32 | MG_MC_RE_Tchnologies
use phase - electricity infrastructure | Generation - Wind Onshore - EESG-DD | nacelle | 2050 | Germany | copper | none | mass | 0.8 | t | MW | none | none | none | literature_id: 32 | MG_MC_RE_Tchnologies
use phase - electricity infrastructure | Generation - Wind Onshore - EESG-DD | nacelle | 2050 | Germany | electronic misc. | none | mass | 0.039 | t | MW | none | none | none | literature_id: 32 | MG_MC_RE_Tchnologies
use phase - electricity infrastructure | Generation - Wind Onshore - EESG-DD | hybrid tower | 2050 | Germany | low-alloyed steel | none | mass | 62 | t | MW | none | none | none | literature_id: 32 | MG_MC_RE_Tchnologies
use phase - electricity infrastructure | Generation - Wind Onshore - EESG-DD | hybrid tower | 2050 | Germany | concrete | none | mass | 481 | t | MW | none | none | none | literature_id: 32 | MG_MC_RE_Tchnologies
use phase - electricity infrastructure | Generation - Wind Onshore - EESG-DD | hybrid tower | 2050 | Germany | electronic misc. | none | mass | 5.5 | t | MW | none | none | none | literature_id: 32 | MG_MC_RE_Tchnologies
use phase - electricity infrastructure | Generation - Wind Onshore - EESG-DD | foundation | 2050 | Germany | low-alloyed steel | none | mass | 95 | t | MW | none | none | none | literature_id: 32 | MG_MC_RE_Tchnologies
use phase - electricity infrastructure | Generation - Wind Onshore - EESG-DD | foundation | 2050 | Germany | concrete | none | mass | 2027 | t | MW | none | none | none | literature_id: 32 | MG_MC_RE_Tchnologies
use phase - electricity infrastructure | Generation - Wind Onshore - PMSG-DD | rotor | 2018 | Germany | glass fibre | none | mass | 11.4 | t | MW | none | none | none | literature_id: 32 | MG_MC_RE_Tchnologies
use phase - electricity infrastructure | Generation - Wind Onshore - PMSG-DD | rotor | 2018 | Germany | low-alloyed steel | none | mass | 3.2 | t | MW | none | none | none | literature_id: 32 | MG_MC_RE_Tchnologies
use phase - electricity infrastructure | Generation - Wind Onshore - PMSG-DD | rotor | 2018 | Germany | steel, high-alloyed | none | mass | 3.1 | t | MW | none | none | none | literature_id: 32 | MG_MC_RE_Tchnologies
use phase - electricity infrastructure | Generation - Wind Onshore - PMSG-DD | rotor | 2018 | Germany | cast iron | none | mass | 8.4 | t | MW | none | none | none | literature_id: 32 | MG_MC_RE_Tchnologies
use phase - electricity infrastructure | Generation - Wind Onshore - PMSG-DD | rotor | 2018 | Germany | aluminium | none | mass | 0.03 | t | MW | none | none | none | literature_id: 32 | MG_MC_RE_Tchnologies
use phase - electricity infrastructure | Generation - Wind Onshore - PMSG-DD | rotor | 2018 | Germany | copper | none | mass | 0.025 | t | MW | none | none | none | literature_id: 32 | MG_MC_RE_Tchnologies
use phase - electricity infrastructure | Generation - Wind Onshore - PMSG-DD | rotor | 2018 | Germany | polymer | none | mass | 0.5 | t | MW | none | none | none | literature_id: 32 | MG_MC_RE_Tchnologies
use phase - electricity infrastructure | Generation - Wind Onshore - PMSG-DD | rotor | 2018 | Germany | glass fibre reinforced plastic | none | mass | 0.2 | t | MW | none | none | none | literature_id: 32 | MG_MC_RE_Tchnologies
use phase - electricity infrastructure | Generation - Wind Onshore - PMSG-DD | rotor | 2018 | Germany | epoxy resin | none | mass | 4 | t | MW | none | none | none | literature_id: 32 | MG_MC_RE_Tchnologies
use phase - electricity infrastructure | Generation - Wind Onshore - PMSG-DD | rotor | 2018 | Germany | paint | none | mass | 0.2 | t | MW | none | none | none | literature_id: 32 | MG_MC_RE_Tchnologies
use phase - electricity infrastructure | Generation - Wind Onshore - PMSG-DD | rotor | 2018 | Germany | balsa wood | none | mass | 0.2 | t | MW | none | none | none | literature_id: 32 | MG_MC_RE_Tchnologies
use phase - electricity infrastructure | Generation - Wind Onshore - PMSG-DD | rotor | 2018 | Germany | adhesive | none | mass | 1 | t | MW | none | none | none | literature_id: 32 | MG_MC_RE_Tchnologies
use phase - electricity infrastructure | Generation - Wind Onshore - PMSG-DD | rotor | 2018 | Germany | lubricating oil | none | mass | 0.02 | t | MW | none | none | none | literature_id: 32 | MG_MC_RE_Tchnologies
use phase - electricity infrastructure | Generation - Wind Onshore - PMSG-DD | nacelle | 2018 | Germany | low-alloyed steel | none | mass | 4.5 | t | MW | none | none | none | literature_id: 32 | MG_MC_RE_Tchnologies
use phase - electricity infrastructure | Generation - Wind Onshore - PMSG-DD | nacelle | 2018 | Germany | steel, high-alloyed | none | mass | 15.2 | t | MW | none | none | none | literature_id: 32 | MG_MC_RE_Tchnologies
use phase - electricity infrastructure | Generation - Wind Onshore - PMSG-DD | nacelle | 2018 | Germany | cast iron | none | mass | 26.9 | t | MW | none | none | none | literature_id: 32 | MG_MC_RE_Tchnologies
use phase - electricity infrastructure | Generation - Wind Onshore - PMSG-DD | nacelle | 2018 | Germany | aluminium | none | mass | 0.5 | t | MW | none | none | none | literature_id: 32 | MG_MC_RE_Tchnologies
use phase - electricity infrastructure | Generation - Wind Onshore - PMSG-DD | nacelle | 2018 | Germany | copper | none | mass | 1.1 | t | MW | none | none | none | literature_id: 32 | MG_MC_RE_Tchnologies
use phase - electricity infrastructure | Generation - Wind Onshore - PMSG-DD | nacelle | 2018 | Germany | electronic misc. | none | mass | 0.07 | t | MW | none | none | none | literature_id: 32 | MG_MC_RE_Tchnologies
use phase - electricity infrastructure | Generation - Wind Onshore - PMSG-DD | nacelle, permanent magnets | 2018 | Germany | NdFeB | none | mass | 650 | t | MW | none | none | none | literature_id: 32 | MG_MC_RE_Tchnologies
use phase - electricity infrastructure | Generation - Wind Onshore - PMSG-DD | nacelle, permanent magnets | 2018 | Germany | neodymium | none | mass | 202 | t | MW | none | none | none | literature_id: 32 | MG_MC_RE_Tchnologies
use phase - electricity infrastructure | Generation - Wind Onshore - PMSG-DD | nacelle, permanent magnets | 2018 | Germany | dysprosium | none | mass | 15 | t | MW | none | none | none | literature_id: 32 | MG_MC_RE_Tchnologies
use phase - electricity infrastructure | Generation - Wind Onshore - PMSG-DD | nacelle | 2018 | Germany | polymer | none | mass | 0.4 | t | MW | none | none | none | literature_id: 32 | MG_MC_RE_Tchnologies
use phase - electricity infrastructure | Generation - Wind Onshore - PMSG-DD | nacelle | 2018 | Germany | glass fibre reinforced plastic | none | mass | 2 | t | MW | none | none | none | literature_id: 32 | MG_MC_RE_Tchnologies
use phase - electricity infrastructure | Generation - Wind Onshore - PMSG-DD | nacelle | 2018 | Germany | paint | none | mass | 0.1 | t | MW | none | none | none | literature_id: 32 | MG_MC_RE_Tchnologies
use phase - electricity infrastructure | Generation - Wind Onshore - PMSG-DD | nacelle | 2018 | Germany | epoxy resin | none | mass | 0.1 | t | MW | none | none | none | literature_id: 32 | MG_MC_RE_Tchnologies
use phase - electricity infrastructure | Generation - Wind Onshore - PMSG-DD | nacelle | 2018 | Germany | lubricating oil | none | mass | 1 | t | MW | none | none | none | literature_id: 32 | MG_MC_RE_Tchnologies
use phase - electricity infrastructure | Generation - Wind Onshore - PMSG-DD | hybrid tower | 2018 | Germany | low-alloyed steel | none | mass | 60 | t | MW | none | none | none | literature_id: 32 | MG_MC_RE_Tchnologies
use phase - electricity infrastructure | Generation - Wind Onshore - PMSG-DD | hybrid tower | 2018 | Germany | concrete | none | mass | 463 | t | MW | none | none | none | literature_id: 32 | MG_MC_RE_Tchnologies
use phase - electricity infrastructure | Generation - Wind Onshore - PMSG-DD | hybrid tower | 2018 | Germany | electronic misc. | none | mass | 5 | t | MW | none | none | none | literature_id: 32 | MG_MC_RE_Tchnologies
use phase - electricity infrastructure | Generation - Wind Onshore - PMSG-DD | foundation | 2018 | Germany | low-alloyed steel | none | mass | 96 | t | MW | none | none | none | literature_id: 32 | MG_MC_RE_Tchnologies
use phase - electricity infrastructure | Generation - Wind Onshore - PMSG-DD | foundation | 2018 | Germany | concrete | none | mass | 2045 | t | MW | none | none | none | literature_id: 32 | MG_MC_RE_Tchnologies
use phase - electricity infrastructure | Generation - Wind Onshore - PMSG-DD | rotor | 2020 | Germany | glass fibre | none | mass | 9.6 | t | MW | none | none | none | literature_id: 32 | MG_MC_RE_Tchnologies
use phase - electricity infrastructure | Generation - Wind Onshore - PMSG-DD | rotor | 2020 | Germany | low-alloyed steel | none | mass | 2.7 | t | MW | none | none | none | literature_id: 32 | MG_MC_RE_Tchnologies
use phase - electricity infrastructure | Generation - Wind Onshore - PMSG-DD | rotor | 2020 | Germany | steel, high-alloyed | none | mass | 2.6 | t | MW | none | none | none | literature_id: 32 | MG_MC_RE_Tchnologies
use phase - electricity infrastructure | Generation - Wind Onshore - PMSG-DD | rotor | 2020 | Germany | cast iron | none | mass | 7.1 | t | MW | none | none | none | literature_id: 32 | MG_MC_RE_Tchnologies
use phase - electricity infrastructure | Generation - Wind Onshore - PMSG-DD | rotor | 2020 | Germany | aluminium | none | mass | 0.025 | t | MW | none | none | none | literature_id: 32 | MG_MC_RE_Tchnologies
use phase - electricity infrastructure | Generation - Wind Onshore - PMSG-DD | rotor | 2020 | Germany | copper | none | mass | 0.021 | t | MW | none | none | none | literature_id: 32 | MG_MC_RE_Tchnologies
use phase - electricity infrastructure | Generation - Wind Onshore - PMSG-DD | rotor | 2020 | Germany | polymer | none | mass | 0.4 | t | MW | none | none | none | literature_id: 32 | MG_MC_RE_Tchnologies
use phase - electricity infrastructure | Generation - Wind Onshore - PMSG-DD | rotor | 2020 | Germany | glass fibre reinforced plastic | none | mass | 0.2 | t | MW | none | none | none | literature_id: 32 | MG_MC_RE_Tchnologies
use phase - electricity infrastructure | Generation - Wind Onshore - PMSG-DD | rotor | 2020 | Germany | epoxy resin | none | mass | 4 | t | MW | none | none | none | literature_id: 32 | MG_MC_RE_Tchnologies
use phase - electricity infrastructure | Generation - Wind Onshore - PMSG-DD | rotor | 2020 | Germany | paint | none | mass | 0.2 | t | MW | none | none | none | literature_id: 32 | MG_MC_RE_Tchnologies
use phase - electricity infrastructure | Generation - Wind Onshore - PMSG-DD | rotor | 2020 | Germany | balsa wood | none | mass | 0.2 | t | MW | none | none | none | literature_id: 32 | MG_MC_RE_Tchnologies
use phase - electricity infrastructure | Generation - Wind Onshore - PMSG-DD | rotor | 2020 | Germany | adhesive | none | mass | 1 | t | MW | none | none | none | literature_id: 32 | MG_MC_RE_Tchnologies
use phase - electricity infrastructure | Generation - Wind Onshore - PMSG-DD | rotor | 2020 | Germany | lubricating oil | none | mass | 0.02 | t | MW | none | none | none | literature_id: 32 | MG_MC_RE_Tchnologies
use phase - electricity infrastructure | Generation - Wind Onshore - PMSG-DD | nacelle | 2020 | Germany | low-alloyed steel | none | mass | 3.8 | t | MW | none | none | none | literature_id: 32 | MG_MC_RE_Tchnologies
use phase - electricity infrastructure | Generation - Wind Onshore - PMSG-DD | nacelle | 2020 | Germany | steel, high-alloyed | none | mass | 12.7 | t | MW | none | none | none | literature_id: 32 | MG_MC_RE_Tchnologies
use phase - electricity infrastructure | Generation - Wind Onshore - PMSG-DD | nacelle | 2020 | Germany | cast iron | none | mass | 22.5 | t | MW | none | none | none | literature_id: 32 | MG_MC_RE_Tchnologies
use phase - electricity infrastructure | Generation - Wind Onshore - PMSG-DD | nacelle | 2020 | Germany | aluminium | none | mass | 0.4 | t | MW | none | none | none | literature_id: 32 | MG_MC_RE_Tchnologies
use phase - electricity infrastructure | Generation - Wind Onshore - PMSG-DD | nacelle | 2020 | Germany | copper | none | mass | 0.9 | t | MW | none | none | none | literature_id: 32 | MG_MC_RE_Tchnologies
use phase - electricity infrastructure | Generation - Wind Onshore - PMSG-DD | nacelle | 2020 | Germany | electronic misc. | none | mass | 0.06 | t | MW | none | none | none | literature_id: 32 | MG_MC_RE_Tchnologies
use phase - electricity infrastructure | Generation - Wind Onshore - PMSG-DD | nacelle, permanent magnets | 2020 | Germany | NdFeB | none | mass | 650 | t | MW | none | none | none | literature_id: 32 | MG_MC_RE_Tchnologies
use phase - electricity infrastructure | Generation - Wind Onshore - PMSG-DD | nacelle, permanent magnets | 2020 | Germany | neodymium | none | mass | 202 | t | MW | none | none | none | literature_id: 32 | MG_MC_RE_Tchnologies
use phase - electricity infrastructure | Generation - Wind Onshore - PMSG-DD | nacelle, permanent magnets | 2020 | Germany | dysprosium | none | mass | 15 | t | MW | none | none | none | literature_id: 32 | MG_MC_RE_Tchnologies
use phase - electricity infrastructure | Generation - Wind Onshore - PMSG-DD | nacelle | 2020 | Germany | polymer | none | mass | 0.3 | t | MW | none | none | none | literature_id: 32 | MG_MC_RE_Tchnologies
use phase - electricity infrastructure | Generation - Wind Onshore - PMSG-DD | nacelle | 2020 | Germany | glass fibre reinforced plastic | none | mass | 1 | t | MW | none | none | none | literature_id: 32 | MG_MC_RE_Tchnologies
use phase - electricity infrastructure | Generation - Wind Onshore - PMSG-DD | nacelle | 2020 | Germany | paint | none | mass | 0.1 | t | MW | none | none | none | literature_id: 32 | MG_MC_RE_Tchnologies
use phase - electricity infrastructure | Generation - Wind Onshore - PMSG-DD | nacelle | 2020 | Germany | epoxy resin | none | mass | 0.1 | t | MW | none | none | none | literature_id: 32 | MG_MC_RE_Tchnologies
use phase - electricity infrastructure | Generation - Wind Onshore - PMSG-DD | nacelle | 2020 | Germany | lubricating oil | none | mass | 0.5 | t | MW | none | none | none | literature_id: 32 | MG_MC_RE_Tchnologies
use phase - electricity infrastructure | Generation - Wind Onshore - PMSG-DD | hybrid tower | 2020 | Germany | low-alloyed steel | none | mass | 50 | t | MW | none | none | none | literature_id: 32 | MG_MC_RE_Tchnologies
use phase - electricity infrastructure | Generation - Wind Onshore - PMSG-DD | hybrid tower | 2020 | Germany | concrete | none | mass | 388 | t | MW | none | none | none | literature_id: 32 | MG_MC_RE_Tchnologies
use phase - electricity infrastructure | Generation - Wind Onshore - PMSG-DD | hybrid tower | 2020 | Germany | electronic misc. | none | mass | 4 | t | MW | none | none | none | literature_id: 32 | MG_MC_RE_Tchnologies
use phase - electricity infrastructure | Generation - Wind Onshore - PMSG-DD | foundation | 2020 | Germany | low-alloyed steel | none | mass | 81 | t | MW | none | none | none | literature_id: 32 | MG_MC_RE_Tchnologies
use phase - electricity infrastructure | Generation - Wind Onshore - PMSG-DD | foundation | 2020 | Germany | concrete | none | mass | 1712 | t | MW | none | none | none | literature_id: 32 | MG_MC_RE_Tchnologies
use phase - electricity infrastructure | Generation - Wind Onshore - PMSG-DD | rotor | 2025 | Germany | glass fibre | none | mass | 11.3 | t | MW | none | none | none | literature_id: 32 | MG_MC_RE_Tchnologies
use phase - electricity infrastructure | Generation - Wind Onshore - PMSG-DD | rotor | 2025 | Germany | low-alloyed steel | none | mass | 3.2 | t | MW | none | none | none | literature_id: 32 | MG_MC_RE_Tchnologies
use phase - electricity infrastructure | Generation - Wind Onshore - PMSG-DD | rotor | 2025 | Germany | steel, high-alloyed | none | mass | 3 | t | MW | none | none | none | literature_id: 32 | MG_MC_RE_Tchnologies
use phase - electricity infrastructure | Generation - Wind Onshore - PMSG-DD | rotor | 2025 | Germany | cast iron | none | mass | 8.3 | t | MW | none | none | none | literature_id: 32 | MG_MC_RE_Tchnologies
use phase - electricity infrastructure | Generation - Wind Onshore - PMSG-DD | rotor | 2025 | Germany | aluminium | none | mass | 0.029 | t | MW | none | none | none | literature_id: 32 | MG_MC_RE_Tchnologies
use phase - electricity infrastructure | Generation - Wind Onshore - PMSG-DD | rotor | 2025 | Germany | copper | none | mass | 0.025 | t | MW | none | none | none | literature_id: 32 | MG_MC_RE_Tchnologies
use phase - electricity infrastructure | Generation - Wind Onshore - PMSG-DD | rotor | 2025 | Germany | polymer | none | mass | 0.5 | t | MW | none | none | none | literature_id: 32 | MG_MC_RE_Tchnologies
use phase - electricity infrastructure | Generation - Wind Onshore - PMSG-DD | rotor | 2025 | Germany | glass fibre reinforced plastic | none | mass | 0.2 | t | MW | none | none | none | literature_id: 32 | MG_MC_RE_Tchnologies
use phase - electricity infrastructure | Generation - Wind Onshore - PMSG-DD | rotor | 2025 | Germany | epoxy resin | none | mass | 4 | t | MW | none | none | none | literature_id: 32 | MG_MC_RE_Tchnologies
use phase - electricity infrastructure | Generation - Wind Onshore - PMSG-DD | rotor | 2025 | Germany | paint | none | mass | 0.2 | t | MW | none | none | none | literature_id: 32 | MG_MC_RE_Tchnologies
use phase - electricity infrastructure | Generation - Wind Onshore - PMSG-DD | rotor | 2025 | Germany | balsa wood | none | mass | 0.2 | t | MW | none | none | none | literature_id: 32 | MG_MC_RE_Tchnologies
use phase - electricity infrastructure | Generation - Wind Onshore - PMSG-DD | rotor | 2025 | Germany | adhesive | none | mass | 1 | t | MW | none | none | none | literature_id: 32 | MG_MC_RE_Tchnologies
use phase - electricity infrastructure | Generation - Wind Onshore - PMSG-DD | rotor | 2025 | Germany | lubricating oil | none | mass | 0.02 | t | MW | none | none | none | literature_id: 32 | MG_MC_RE_Tchnologies
use phase - electricity infrastructure | Generation - Wind Onshore - PMSG-DD | nacelle | 2025 | Germany | low-alloyed steel | none | mass | 4.3 | t | MW | none | none | none | literature_id: 32 | MG_MC_RE_Tchnologies
use phase - electricity infrastructure | Generation - Wind Onshore - PMSG-DD | nacelle | 2025 | Germany | steel, high-alloyed | none | mass | 14.5 | t | MW | none | none | none | literature_id: 32 | MG_MC_RE_Tchnologies
use phase - electricity infrastructure | Generation - Wind Onshore - PMSG-DD | nacelle | 2025 | Germany | cast iron | none | mass | 25.6 | t | MW | none | none | none | literature_id: 32 | MG_MC_RE_Tchnologies
use phase - electricity infrastructure | Generation - Wind Onshore - PMSG-DD | nacelle | 2025 | Germany | aluminium | none | mass | 0.4 | t | MW | none | none | none | literature_id: 32 | MG_MC_RE_Tchnologies
use phase - electricity infrastructure | Generation - Wind Onshore - PMSG-DD | nacelle | 2025 | Germany | copper | none | mass | 1 | t | MW | none | none | none | literature_id: 32 | MG_MC_RE_Tchnologies
use phase - electricity infrastructure | Generation - Wind Onshore - PMSG-DD | nacelle | 2025 | Germany | electronic misc. | none | mass | 0.06 | t | MW | none | none | none | literature_id: 32 | MG_MC_RE_Tchnologies
use phase - electricity infrastructure | Generation - Wind Onshore - PMSG-DD | nacelle, permanent magnets | 2025 | Germany | NdFeB | none | mass | 650 | t | MW | none | none | none | literature_id: 32 | MG_MC_RE_Tchnologies
use phase - electricity infrastructure | Generation - Wind Onshore - PMSG-DD | nacelle, permanent magnets | 2025 | Germany | neodymium | none | mass | 163 | t | MW | none | none | none | literature_id: 32 | MG_MC_RE_Tchnologies
use phase - electricity infrastructure | Generation - Wind Onshore - PMSG-DD | nacelle, permanent magnets | 2025 | Germany | dysprosium | none | mass | 12 | t | MW | none | none | none | literature_id: 32 | MG_MC_RE_Tchnologies
use phase - electricity infrastructure | Generation - Wind Onshore - PMSG-DD | nacelle | 2025 | Germany | polymer | none | mass | 0.3 | t | MW | none | none | none | literature_id: 32 | MG_MC_RE_Tchnologies
use phase - electricity infrastructure | Generation - Wind Onshore - PMSG-DD | nacelle | 2025 | Germany | glass fibre reinforced plastic | none | mass | 2 | t | MW | none | none | none | literature_id: 32 | MG_MC_RE_Tchnologies
use phase - electricity infrastructure | Generation - Wind Onshore - PMSG-DD | nacelle | 2025 | Germany | paint | none | mass | 0.1 | t | MW | none | none | none | literature_id: 32 | MG_MC_RE_Tchnologies
use phase - electricity infrastructure | Generation - Wind Onshore - PMSG-DD | nacelle | 2025 | Germany | epoxy resin | none | mass | 0.1 | t | MW | none | none | none | literature_id: 32 | MG_MC_RE_Tchnologies
use phase - electricity infrastructure | Generation - Wind Onshore - PMSG-DD | nacelle | 2025 | Germany | lubricating oil | none | mass | 1 | t | MW | none | none | none | literature_id: 32 | MG_MC_RE_Tchnologies
use phase - electricity infrastructure | Generation - Wind Onshore - PMSG-DD | hybrid tower | 2025 | Germany | low-alloyed steel | none | mass | 64 | t | MW | none | none | none | literature_id: 32 | MG_MC_RE_Tchnologies
use phase - electricity infrastructure | Generation - Wind Onshore - PMSG-DD | hybrid tower | 2025 | Germany | concrete | none | mass | 495 | t | MW | none | none | none | literature_id: 32 | MG_MC_RE_Tchnologies
use phase - electricity infrastructure | Generation - Wind Onshore - PMSG-DD | hybrid tower | 2025 | Germany | electronic misc. | none | mass | 6 | t | MW | none | none | none | literature_id: 32 | MG_MC_RE_Tchnologies
use phase - electricity infrastructure | Generation - Wind Onshore - PMSG-DD | foundation | 2025 | Germany | low-alloyed steel | none | mass | 102 | t | MW | none | none | none | literature_id: 32 | MG_MC_RE_Tchnologies
use phase - electricity infrastructure | Generation - Wind Onshore - PMSG-DD | foundation | 2025 | Germany | concrete | none | mass | 2158 | t | MW | none | none | none | literature_id: 32 | MG_MC_RE_Tchnologies
use phase - electricity infrastructure | Generation - Wind Onshore - PMSG-DD | rotor | 2030 | Germany | glass fibre | none | mass | 14 | t | MW | none | none | none | literature_id: 32 | MG_MC_RE_Tchnologies
use phase - electricity infrastructure | Generation - Wind Onshore - PMSG-DD | rotor | 2030 | Germany | low-alloyed steel | none | mass | 3.9 | t | MW | none | none | none | literature_id: 32 | MG_MC_RE_Tchnologies
use phase - electricity infrastructure | Generation - Wind Onshore - PMSG-DD | rotor | 2030 | Germany | steel, high-alloyed | none | mass | 3.8 | t | MW | none | none | none | literature_id: 32 | MG_MC_RE_Tchnologies
use phase - electricity infrastructure | Generation - Wind Onshore - PMSG-DD | rotor | 2030 | Germany | cast iron | none | mass | 10.3 | t | MW | none | none | none | literature_id: 32 | MG_MC_RE_Tchnologies
use phase - electricity infrastructure | Generation - Wind Onshore - PMSG-DD | rotor | 2030 | Germany | aluminium | none | mass | 0.036 | t | MW | none | none | none | literature_id: 32 | MG_MC_RE_Tchnologies
use phase - electricity infrastructure | Generation - Wind Onshore - PMSG-DD | rotor | 2030 | Germany | copper | none | mass | 0.031 | t | MW | none | none | none | literature_id: 32 | MG_MC_RE_Tchnologies
use phase - electricity infrastructure | Generation - Wind Onshore - PMSG-DD | rotor | 2030 | Germany | polymer | none | mass | 0.6 | t | MW | none | none | none | literature_id: 32 | MG_MC_RE_Tchnologies
use phase - electricity infrastructure | Generation - Wind Onshore - PMSG-DD | rotor | 2030 | Germany | glass fibre reinforced plastic | none | mass | 0.3 | t | MW | none | none | none | literature_id: 32 | MG_MC_RE_Tchnologies
use phase - electricity infrastructure | Generation - Wind Onshore - PMSG-DD | rotor | 2030 | Germany | epoxy resin | none | mass | 5 | t | MW | none | none | none | literature_id: 32 | MG_MC_RE_Tchnologies
use phase - electricity infrastructure | Generation - Wind Onshore - PMSG-DD | rotor | 2030 | Germany | paint | none | mass | 0.3 | t | MW | none | none | none | literature_id: 32 | MG_MC_RE_Tchnologies
use phase - electricity infrastructure | Generation - Wind Onshore - PMSG-DD | rotor | 2030 | Germany | balsa wood | none | mass | 0.2 | t | MW | none | none | none | literature_id: 32 | MG_MC_RE_Tchnologies
use phase - electricity infrastructure | Generation - Wind Onshore - PMSG-DD | rotor | 2030 | Germany | adhesive | none | mass | 1 | t | MW | none | none | none | literature_id: 32 | MG_MC_RE_Tchnologies
use phase - electricity infrastructure | Generation - Wind Onshore - PMSG-DD | rotor | 2030 | Germany | lubricating oil | none | mass | 0.03 | t | MW | none | none | none | literature_id: 32 | MG_MC_RE_Tchnologies
use phase - electricity infrastructure | Generation - Wind Onshore - PMSG-DD | nacelle | 2030 | Germany | low-alloyed steel | none | mass | 5.3 | t | MW | none | none | none | literature_id: 32 | MG_MC_RE_Tchnologies
use phase - electricity infrastructure | Generation - Wind Onshore - PMSG-DD | nacelle | 2030 | Germany | steel, high-alloyed | none | mass | 17.6 | t | MW | none | none | none | literature_id: 32 | MG_MC_RE_Tchnologies
use phase - electricity infrastructure | Generation - Wind Onshore - PMSG-DD | nacelle | 2030 | Germany | cast iron | none | mass | 31.1 | t | MW | none | none | none | literature_id: 32 | MG_MC_RE_Tchnologies
use phase - electricity infrastructure | Generation - Wind Onshore - PMSG-DD | nacelle | 2030 | Germany | aluminium | none | mass | 0.5 | t | MW | none | none | none | literature_id: 32 | MG_MC_RE_Tchnologies
use phase - electricity infrastructure | Generation - Wind Onshore - PMSG-DD | nacelle | 2030 | Germany | copper | none | mass | 1.3 | t | MW | none | none | none | literature_id: 32 | MG_MC_RE_Tchnologies
use phase - electricity infrastructure | Generation - Wind Onshore - PMSG-DD | nacelle | 2030 | Germany | electronic misc. | none | mass | 0.08 | t | MW | none | none | none | literature_id: 32 | MG_MC_RE_Tchnologies
use phase - electricity infrastructure | Generation - Wind Onshore - PMSG-DD | nacelle, permanent magnets | 2030 | Germany | NdFeB | none | mass | 650 | t | MW | none | none | none | literature_id: 32 | MG_MC_RE_Tchnologies
use phase - electricity infrastructure | Generation - Wind Onshore - PMSG-DD | nacelle, permanent magnets | 2030 | Germany | neodymium | none | mass | 163 | t | MW | none | none | none | literature_id: 32 | MG_MC_RE_Tchnologies
use phase - electricity infrastructure | Generation - Wind Onshore - PMSG-DD | nacelle, permanent magnets | 2030 | Germany | dysprosium | none | mass | 12 | t | MW | none | none | none | literature_id: 32 | MG_MC_RE_Tchnologies
use phase - electricity infrastructure | Generation - Wind Onshore - PMSG-DD | nacelle | 2030 | Germany | polymer | none | mass | 0.3 | t | MW | none | none | none | literature_id: 32 | MG_MC_RE_Tchnologies
use phase - electricity infrastructure | Generation - Wind Onshore - PMSG-DD | nacelle | 2030 | Germany | glass fibre reinforced plastic | none | mass | 2 | t | MW | none | none | none | literature_id: 32 | MG_MC_RE_Tchnologies
use phase - electricity infrastructure | Generation - Wind Onshore - PMSG-DD | nacelle | 2030 | Germany | paint | none | mass | 0.1 | t | MW | none | none | none | literature_id: 32 | MG_MC_RE_Tchnologies
use phase - electricity infrastructure | Generation - Wind Onshore - PMSG-DD | nacelle | 2030 | Germany | epoxy resin | none | mass | 0.2 | t | MW | none | none | none | literature_id: 32 | MG_MC_RE_Tchnologies
use phase - electricity infrastructure | Generation - Wind Onshore - PMSG-DD | nacelle | 2030 | Germany | lubricating oil | none | mass | 1 | t | MW | none | none | none | literature_id: 32 | MG_MC_RE_Tchnologies
use phase - electricity infrastructure | Generation - Wind Onshore - PMSG-DD | hybrid tower | 2030 | Germany | low-alloyed steel | none | mass | 84 | t | MW | none | none | none | literature_id: 32 | MG_MC_RE_Tchnologies
use phase - electricity infrastructure | Generation - Wind Onshore - PMSG-DD | hybrid tower | 2030 | Germany | concrete | none | mass | 651 | t | MW | none | none | none | literature_id: 32 | MG_MC_RE_Tchnologies
use phase - electricity infrastructure | Generation - Wind Onshore - PMSG-DD | hybrid tower | 2030 | Germany | electronic misc. | none | mass | 7 | t | MW | none | none | none | literature_id: 32 | MG_MC_RE_Tchnologies
use phase - electricity infrastructure | Generation - Wind Onshore - PMSG-DD | foundation | 2030 | Germany | low-alloyed steel | none | mass | 132 | t | MW | none | none | none | literature_id: 32 | MG_MC_RE_Tchnologies
use phase - electricity infrastructure | Generation - Wind Onshore - PMSG-DD | foundation | 2030 | Germany | concrete | none | mass | 2811 | t | MW | none | none | none | literature_id: 32 | MG_MC_RE_Tchnologies
use phase - electricity infrastructure | Generation - Wind Onshore - PMSG-DD | rotor | 2035 | Germany | glass fibre | none | mass | 16.4 | t | MW | none | none | none | literature_id: 32 | MG_MC_RE_Tchnologies
use phase - electricity infrastructure | Generation - Wind Onshore - PMSG-DD | rotor | 2035 | Germany | low-alloyed steel | none | mass | 4.6 | t | MW | none | none | none | literature_id: 32 | MG_MC_RE_Tchnologies
use phase - electricity infrastructure | Generation - Wind Onshore - PMSG-DD | rotor | 2035 | Germany | steel, high-alloyed | none | mass | 4.4 | t | MW | none | none | none | literature_id: 32 | MG_MC_RE_Tchnologies
use phase - electricity infrastructure | Generation - Wind Onshore - PMSG-DD | rotor | 2035 | Germany | cast iron | none | mass | 12.1 | t | MW | none | none | none | literature_id: 32 | MG_MC_RE_Tchnologies
use phase - electricity infrastructure | Generation - Wind Onshore - PMSG-DD | rotor | 2035 | Germany | aluminium | none | mass | 0.042 | t | MW | none | none | none | literature_id: 32 | MG_MC_RE_Tchnologies
use phase - electricity infrastructure | Generation - Wind Onshore - PMSG-DD | rotor | 2035 | Germany | copper | none | mass | 0.036 | t | MW | none | none | none | literature_id: 32 | MG_MC_RE_Tchnologies
use phase - electricity infrastructure | Generation - Wind Onshore - PMSG-DD | rotor | 2035 | Germany | polymer | none | mass | 0.7 | t | MW | none | none | none | literature_id: 32 | MG_MC_RE_Tchnologies
use phase - electricity infrastructure | Generation - Wind Onshore - PMSG-DD | rotor | 2035 | Germany | glass fibre reinforced plastic | none | mass | 0.3 | t | MW | none | none | none | literature_id: 32 | MG_MC_RE_Tchnologies
use phase - electricity infrastructure | Generation - Wind Onshore - PMSG-DD | rotor | 2035 | Germany | epoxy resin | none | mass | 6 | t | MW | none | none | none | literature_id: 32 | MG_MC_RE_Tchnologies
use phase - electricity infrastructure | Generation - Wind Onshore - PMSG-DD | rotor | 2035 | Germany | paint | none | mass | 0.3 | t | MW | none | none | none | literature_id: 32 | MG_MC_RE_Tchnologies
use phase - electricity infrastructure | Generation - Wind Onshore - PMSG-DD | rotor | 2035 | Germany | balsa wood | none | mass | 0.3 | t | MW | none | none | none | literature_id: 32 | MG_MC_RE_Tchnologies
use phase - electricity infrastructure | Generation - Wind Onshore - PMSG-DD | rotor | 2035 | Germany | adhesive | none | mass | 1 | t | MW | none | none | none | literature_id: 32 | MG_MC_RE_Tchnologies
use phase - electricity infrastructure | Generation - Wind Onshore - PMSG-DD | rotor | 2035 | Germany | lubricating oil | none | mass | 0.03 | t | MW | none | none | none | literature_id: 32 | MG_MC_RE_Tchnologies
use phase - electricity infrastructure | Generation - Wind Onshore - PMSG-DD | nacelle | 2035 | Germany | low-alloyed steel | none | mass | 6 | t | MW | none | none | none | literature_id: 32 | MG_MC_RE_Tchnologies
use phase - electricity infrastructure | Generation - Wind Onshore - PMSG-DD | nacelle | 2035 | Germany | steel, high-alloyed | none | mass | 20.2 | t | MW | none | none | none | literature_id: 32 | MG_MC_RE_Tchnologies
use phase - electricity infrastructure | Generation - Wind Onshore - PMSG-DD | nacelle | 2035 | Germany | cast iron | none | mass | 35.7 | t | MW | none | none | none | literature_id: 32 | MG_MC_RE_Tchnologies
use phase - electricity infrastructure | Generation - Wind Onshore - PMSG-DD | nacelle | 2035 | Germany | aluminium | none | mass | 0.6 | t | MW | none | none | none | literature_id: 32 | MG_MC_RE_Tchnologies
use phase - electricity infrastructure | Generation - Wind Onshore - PMSG-DD | nacelle | 2035 | Germany | copper | none | mass | 1.5 | t | MW | none | none | none | literature_id: 32 | MG_MC_RE_Tchnologies
use phase - electricity infrastructure | Generation - Wind Onshore - PMSG-DD | nacelle | 2035 | Germany | electronic misc. | none | mass | 0.09 | t | MW | none | none | none | literature_id: 32 | MG_MC_RE_Tchnologies
use phase - electricity infrastructure | Generation - Wind Onshore - PMSG-DD | nacelle, permanent magnets | 2035 | Germany | NdFeB | none | mass | 650 | t | MW | none | none | none | literature_id: 32 | MG_MC_RE_Tchnologies
use phase - electricity infrastructure | Generation - Wind Onshore - PMSG-DD | nacelle, permanent magnets | 2035 | Germany | neodymium | none | mass | 163 | t | MW | none | none | none | literature_id: 32 | MG_MC_RE_Tchnologies
use phase - electricity infrastructure | Generation - Wind Onshore - PMSG-DD | nacelle, permanent magnets | 2035 | Germany | dysprosium | none | mass | 12 | t | MW | none | none | none | literature_id: 32 | MG_MC_RE_Tchnologies
use phase - electricity infrastructure | Generation - Wind Onshore - PMSG-DD | nacelle | 2035 | Germany | polymer | none | mass | 0.4 | t | MW | none | none | none | literature_id: 32 | MG_MC_RE_Tchnologies
use phase - electricity infrastructure | Generation - Wind Onshore - PMSG-DD | nacelle | 2035 | Germany | glass fibre reinforced plastic | none | mass | 2 | t | MW | none | none | none | literature_id: 32 | MG_MC_RE_Tchnologies
use phase - electricity infrastructure | Generation - Wind Onshore - PMSG-DD | nacelle | 2035 | Germany | paint | none | mass | 0.1 | t | MW | none | none | none | literature_id: 32 | MG_MC_RE_Tchnologies
use phase - electricity infrastructure | Generation - Wind Onshore - PMSG-DD | nacelle | 2035 | Germany | epoxy resin | none | mass | 0.2 | t | MW | none | none | none | literature_id: 32 | MG_MC_RE_Tchnologies
use phase - electricity infrastructure | Generation - Wind Onshore - PMSG-DD | nacelle | 2035 | Germany | lubricating oil | none | mass | 1 | t | MW | none | none | none | literature_id: 32 | MG_MC_RE_Tchnologies
use phase - electricity infrastructure | Generation - Wind Onshore - PMSG-DD | hybrid tower | 2035 | Germany | low-alloyed steel | none | mass | 102 | t | MW | none | none | none | literature_id: 32 | MG_MC_RE_Tchnologies
use phase - electricity infrastructure | Generation - Wind Onshore - PMSG-DD | hybrid tower | 2035 | Germany | concrete | none | mass | 791 | t | MW | none | none | none | literature_id: 32 | MG_MC_RE_Tchnologies
use phase - electricity infrastructure | Generation - Wind Onshore - PMSG-DD | hybrid tower | 2035 | Germany | electronic misc. | none | mass | 9 | t | MW | none | none | none | literature_id: 32 | MG_MC_RE_Tchnologies
use phase - electricity infrastructure | Generation - Wind Onshore - PMSG-DD | foundation | 2035 | Germany | low-alloyed steel | none | mass | 160 | t | MW | none | none | none | literature_id: 32 | MG_MC_RE_Tchnologies
use phase - electricity infrastructure | Generation - Wind Onshore - PMSG-DD | foundation | 2035 | Germany | concrete | none | mass | 3397 | t | MW | none | none | none | literature_id: 32 | MG_MC_RE_Tchnologies
use phase - electricity infrastructure | Generation - Wind Onshore - PMSG-DD | rotor | 2040 | Germany | glass fibre | none | mass | 16.4 | t | MW | none | none | none | literature_id: 32 | MG_MC_RE_Tchnologies
use phase - electricity infrastructure | Generation - Wind Onshore - PMSG-DD | rotor | 2040 | Germany | low-alloyed steel | none | mass | 4.6 | t | MW | none | none | none | literature_id: 32 | MG_MC_RE_Tchnologies
use phase - electricity infrastructure | Generation - Wind Onshore - PMSG-DD | rotor | 2040 | Germany | steel, high-alloyed | none | mass | 4.4 | t | MW | none | none | none | literature_id: 32 | MG_MC_RE_Tchnologies
use phase - electricity infrastructure | Generation - Wind Onshore - PMSG-DD | rotor | 2040 | Germany | cast iron | none | mass | 12.1 | t | MW | none | none | none | literature_id: 32 | MG_MC_RE_Tchnologies
use phase - electricity infrastructure | Generation - Wind Onshore - PMSG-DD | rotor | 2040 | Germany | aluminium | none | mass | 0.042 | t | MW | none | none | none | literature_id: 32 | MG_MC_RE_Tchnologies
use phase - electricity infrastructure | Generation - Wind Onshore - PMSG-DD | rotor | 2040 | Germany | copper | none | mass | 0.036 | t | MW | none | none | none | literature_id: 32 | MG_MC_RE_Tchnologies
use phase - electricity infrastructure | Generation - Wind Onshore - PMSG-DD | rotor | 2040 | Germany | polymer | none | mass | 0.7 | t | MW | none | none | none | literature_id: 32 | MG_MC_RE_Tchnologies
use phase - electricity infrastructure | Generation - Wind Onshore - PMSG-DD | rotor | 2040 | Germany | glass fibre reinforced plastic | none | mass | 0.3 | t | MW | none | none | none | literature_id: 32 | MG_MC_RE_Tchnologies
use phase - electricity infrastructure | Generation - Wind Onshore - PMSG-DD | rotor | 2040 | Germany | epoxy resin | none | mass | 6 | t | MW | none | none | none | literature_id: 32 | MG_MC_RE_Tchnologies
use phase - electricity infrastructure | Generation - Wind Onshore - PMSG-DD | rotor | 2040 | Germany | paint | none | mass | 0.3 | t | MW | none | none | none | literature_id: 32 | MG_MC_RE_Tchnologies
use phase - electricity infrastructure | Generation - Wind Onshore - PMSG-DD | rotor | 2040 | Germany | balsa wood | none | mass | 0.3 | t | MW | none | none | none | literature_id: 32 | MG_MC_RE_Tchnologies
use phase - electricity infrastructure | Generation - Wind Onshore - PMSG-DD | rotor | 2040 | Germany | adhesive | none | mass | 1 | t | MW | none | none | none | literature_id: 32 | MG_MC_RE_Tchnologies
use phase - electricity infrastructure | Generation - Wind Onshore - PMSG-DD | rotor | 2040 | Germany | lubricating oil | none | mass | 0.03 | t | MW | none | none | none | literature_id: 32 | MG_MC_RE_Tchnologies
use phase - electricity infrastructure | Generation - Wind Onshore - PMSG-DD | nacelle | 2040 | Germany | low-alloyed steel | none | mass | 6 | t | MW | none | none | none | literature_id: 32 | MG_MC_RE_Tchnologies
use phase - electricity infrastructure | Generation - Wind Onshore - PMSG-DD | nacelle | 2040 | Germany | steel, high-alloyed | none | mass | 20.2 | t | MW | none | none | none | literature_id: 32 | MG_MC_RE_Tchnologies
use phase - electricity infrastructure | Generation - Wind Onshore - PMSG-DD | nacelle | 2040 | Germany | cast iron | none | mass | 35.7 | t | MW | none | none | none | literature_id: 32 | MG_MC_RE_Tchnologies
use phase - electricity infrastructure | Generation - Wind Onshore - PMSG-DD | nacelle | 2040 | Germany | aluminium | none | mass | 0.6 | t | MW | none | none | none | literature_id: 32 | MG_MC_RE_Tchnologies
use phase - electricity infrastructure | Generation - Wind Onshore - PMSG-DD | nacelle | 2040 | Germany | copper | none | mass | 1.5 | t | MW | none | none | none | literature_id: 32 | MG_MC_RE_Tchnologies
use phase - electricity infrastructure | Generation - Wind Onshore - PMSG-DD | nacelle | 2040 | Germany | electronic misc. | none | mass | 0.09 | t | MW | none | none | none | literature_id: 32 | MG_MC_RE_Tchnologies
use phase - electricity infrastructure | Generation - Wind Onshore - PMSG-DD | nacelle, permanent magnets | 2040 | Germany | NdFeB | none | mass | 650 | t | MW | none | none | none | literature_id: 32 | MG_MC_RE_Tchnologies
use phase - electricity infrastructure | Generation - Wind Onshore - PMSG-DD | nacelle, permanent magnets | 2040 | Germany | neodymium | none | mass | 163 | t | MW | none | none | none | literature_id: 32 | MG_MC_RE_Tchnologies
use phase - electricity infrastructure | Generation - Wind Onshore - PMSG-DD | nacelle, permanent magnets | 2040 | Germany | dysprosium | none | mass | 12 | t | MW | none | none | none | literature_id: 32 | MG_MC_RE_Tchnologies
use phase - electricity infrastructure | Generation - Wind Onshore - PMSG-DD | nacelle | 2040 | Germany | polymer | none | mass | 0.5 | t | MW | none | none | none | literature_id: 32 | MG_MC_RE_Tchnologies
use phase - electricity infrastructure | Generation - Wind Onshore - PMSG-DD | nacelle | 2040 | Germany | glass fibre reinforced plastic | none | mass | 2 | t | MW | none | none | none | literature_id: 32 | MG_MC_RE_Tchnologies
use phase - electricity infrastructure | Generation - Wind Onshore - PMSG-DD | nacelle | 2040 | Germany | paint | none | mass | 0.1 | t | MW | none | none | none | literature_id: 32 | MG_MC_RE_Tchnologies
use phase - electricity infrastructure | Generation - Wind Onshore - PMSG-DD | nacelle | 2040 | Germany | epoxy resin | none | mass | 0.2 | t | MW | none | none | none | literature_id: 32 | MG_MC_RE_Tchnologies
use phase - electricity infrastructure | Generation - Wind Onshore - PMSG-DD | nacelle | 2040 | Germany | lubricating oil | none | mass | 1 | t | MW | none | none | none | literature_id: 32 | MG_MC_RE_Tchnologies
use phase - electricity infrastructure | Generation - Wind Onshore - PMSG-DD | hybrid tower | 2040 | Germany | low-alloyed steel | none | mass | 102 | t | MW | none | none | none | literature_id: 32 | MG_MC_RE_Tchnologies
use phase - electricity infrastructure | Generation - Wind Onshore - PMSG-DD | hybrid tower | 2040 | Germany | concrete | none | mass | 791 | t | MW | none | none | none | literature_id: 32 | MG_MC_RE_Tchnologies
use phase - electricity infrastructure | Generation - Wind Onshore - PMSG-DD | hybrid tower | 2040 | Germany | electronic misc. | none | mass | 9 | t | MW | none | none | none | literature_id: 32 | MG_MC_RE_Tchnologies
use phase - electricity infrastructure | Generation - Wind Onshore - PMSG-DD | foundation | 2040 | Germany | low-alloyed steel | none | mass | 160 | t | MW | none | none | none | literature_id: 32 | MG_MC_RE_Tchnologies
use phase - electricity infrastructure | Generation - Wind Onshore - PMSG-DD | foundation | 2040 | Germany | concrete | none | mass | 3397 | t | MW | none | none | none | literature_id: 32 | MG_MC_RE_Tchnologies
use phase - electricity infrastructure | Generation - Wind Onshore - PMSG-DD | rotor | 2045 | Germany | glass fibre | none | mass | 16.4 | t | MW | none | none | none | literature_id: 32 | MG_MC_RE_Tchnologies
use phase - electricity infrastructure | Generation - Wind Onshore - PMSG-DD | rotor | 2045 | Germany | low-alloyed steel | none | mass | 4.6 | t | MW | none | none | none | literature_id: 32 | MG_MC_RE_Tchnologies
use phase - electricity infrastructure | Generation - Wind Onshore - PMSG-DD | rotor | 2045 | Germany | steel, high-alloyed | none | mass | 4.4 | t | MW | none | none | none | literature_id: 32 | MG_MC_RE_Tchnologies
use phase - electricity infrastructure | Generation - Wind Onshore - PMSG-DD | rotor | 2045 | Germany | cast iron | none | mass | 12.1 | t | MW | none | none | none | literature_id: 32 | MG_MC_RE_Tchnologies
use phase - electricity infrastructure | Generation - Wind Onshore - PMSG-DD | rotor | 2045 | Germany | aluminium | none | mass | 0.042 | t | MW | none | none | none | literature_id: 32 | MG_MC_RE_Tchnologies
use phase - electricity infrastructure | Generation - Wind Onshore - PMSG-DD | rotor | 2045 | Germany | copper | none | mass | 0.036 | t | MW | none | none | none | literature_id: 32 | MG_MC_RE_Tchnologies
use phase - electricity infrastructure | Generation - Wind Onshore - PMSG-DD | rotor | 2045 | Germany | polymer | none | mass | 0.7 | t | MW | none | none | none | literature_id: 32 | MG_MC_RE_Tchnologies
use phase - electricity infrastructure | Generation - Wind Onshore - PMSG-DD | rotor | 2045 | Germany | glass fibre reinforced plastic | none | mass | 0.3 | t | MW | none | none | none | literature_id: 32 | MG_MC_RE_Tchnologies
use phase - electricity infrastructure | Generation - Wind Onshore - PMSG-DD | rotor | 2045 | Germany | epoxy resin | none | mass | 6 | t | MW | none | none | none | literature_id: 32 | MG_MC_RE_Tchnologies
use phase - electricity infrastructure | Generation - Wind Onshore - PMSG-DD | rotor | 2045 | Germany | paint | none | mass | 0.3 | t | MW | none | none | none | literature_id: 32 | MG_MC_RE_Tchnologies
use phase - electricity infrastructure | Generation - Wind Onshore - PMSG-DD | rotor | 2045 | Germany | balsa wood | none | mass | 0.3 | t | MW | none | none | none | literature_id: 32 | MG_MC_RE_Tchnologies
use phase - electricity infrastructure | Generation - Wind Onshore - PMSG-DD | rotor | 2045 | Germany | adhesive | none | mass | 1 | t | MW | none | none | none | literature_id: 32 | MG_MC_RE_Tchnologies
use phase - electricity infrastructure | Generation - Wind Onshore - PMSG-DD | rotor | 2045 | Germany | lubricating oil | none | mass | 0.03 | t | MW | none | none | none | literature_id: 32 | MG_MC_RE_Tchnologies
use phase - electricity infrastructure | Generation - Wind Onshore - PMSG-DD | nacelle | 2045 | Germany | low-alloyed steel | none | mass | 6 | t | MW | none | none | none | literature_id: 32 | MG_MC_RE_Tchnologies
use phase - electricity infrastructure | Generation - Wind Onshore - PMSG-DD | nacelle | 2045 | Germany | steel, high-alloyed | none | mass | 20.2 | t | MW | none | none | none | literature_id: 32 | MG_MC_RE_Tchnologies
use phase - electricity infrastructure | Generation - Wind Onshore - PMSG-DD | nacelle | 2045 | Germany | cast iron | none | mass | 35.7 | t | MW | none | none | none | literature_id: 32 | MG_MC_RE_Tchnologies
use phase - electricity infrastructure | Generation - Wind Onshore - PMSG-DD | nacelle | 2045 | Germany | aluminium | none | mass | 0.6 | t | MW | none | none | none | literature_id: 32 | MG_MC_RE_Tchnologies
use phase - electricity infrastructure | Generation - Wind Onshore - PMSG-DD | nacelle | 2045 | Germany | copper | none | mass | 1.5 | t | MW | none | none | none | literature_id: 32 | MG_MC_RE_Tchnologies
use phase - electricity infrastructure | Generation - Wind Onshore - PMSG-DD | nacelle | 2045 | Germany | electronic misc. | none | mass | 0.09 | t | MW | none | none | none | literature_id: 32 | MG_MC_RE_Tchnologies
use phase - electricity infrastructure | Generation - Wind Onshore - PMSG-DD | nacelle, permanent magnets | 2045 | Germany | NdFeB | none | mass | 650 | t | MW | none | none | none | literature_id: 32 | MG_MC_RE_Tchnologies
use phase - electricity infrastructure | Generation - Wind Onshore - PMSG-DD | nacelle, permanent magnets | 2045 | Germany | neodymium | none | mass | 163 | t | MW | none | none | none | literature_id: 32 | MG_MC_RE_Tchnologies
use phase - electricity infrastructure | Generation - Wind Onshore - PMSG-DD | nacelle, permanent magnets | 2045 | Germany | dysprosium | none | mass | 12 | t | MW | none | none | none | literature_id: 32 | MG_MC_RE_Tchnologies
use phase - electricity infrastructure | Generation - Wind Onshore - PMSG-DD | nacelle | 2045 | Germany | polymer | none | mass | 0.5 | t | MW | none | none | none | literature_id: 32 | MG_MC_RE_Tchnologies
use phase - electricity infrastructure | Generation - Wind Onshore - PMSG-DD | nacelle | 2045 | Germany | glass fibre reinforced plastic | none | mass | 2 | t | MW | none | none | none | literature_id: 32 | MG_MC_RE_Tchnologies
use phase - electricity infrastructure | Generation - Wind Onshore - PMSG-DD | nacelle | 2045 | Germany | paint | none | mass | 0.1 | t | MW | none | none | none | literature_id: 32 | MG_MC_RE_Tchnologies
use phase - electricity infrastructure | Generation - Wind Onshore - PMSG-DD | nacelle | 2045 | Germany | epoxy resin | none | mass | 0.2 | t | MW | none | none | none | literature_id: 32 | MG_MC_RE_Tchnologies
use phase - electricity infrastructure | Generation - Wind Onshore - PMSG-DD | nacelle | 2045 | Germany | lubricating oil | none | mass | 1 | t | MW | none | none | none | literature_id: 32 | MG_MC_RE_Tchnologies
use phase - electricity infrastructure | Generation - Wind Onshore - PMSG-DD | hybrid tower | 2045 | Germany | low-alloyed steel | none | mass | 102 | t | MW | none | none | none | literature_id: 32 | MG_MC_RE_Tchnologies
use phase - electricity infrastructure | Generation - Wind Onshore - PMSG-DD | hybrid tower | 2045 | Germany | concrete | none | mass | 791 | t | MW | none | none | none | literature_id: 32 | MG_MC_RE_Tchnologies
use phase - electricity infrastructure | Generation - Wind Onshore - PMSG-DD | hybrid tower | 2045 | Germany | electronic misc. | none | mass | 9 | t | MW | none | none | none | literature_id: 32 | MG_MC_RE_Tchnologies
use phase - electricity infrastructure | Generation - Wind Onshore - PMSG-DD | foundation | 2045 | Germany | low-alloyed steel | none | mass | 160 | t | MW | none | none | none | literature_id: 32 | MG_MC_RE_Tchnologies
use phase - electricity infrastructure | Generation - Wind Onshore - PMSG-DD | foundation | 2045 | Germany | concrete | none | mass | 3397 | t | MW | none | none | none | literature_id: 32 | MG_MC_RE_Tchnologies
use phase - electricity infrastructure | Generation - Wind Onshore - PMSG-DD | rotor | 2050 | Germany | glass fibre | none | mass | 16.4 | t | MW | none | none | none | literature_id: 32 | MG_MC_RE_Tchnologies
use phase - electricity infrastructure | Generation - Wind Onshore - PMSG-DD | rotor | 2050 | Germany | low-alloyed steel | none | mass | 4.6 | t | MW | none | none | none | literature_id: 32 | MG_MC_RE_Tchnologies
use phase - electricity infrastructure | Generation - Wind Onshore - PMSG-DD | rotor | 2050 | Germany | steel, high-alloyed | none | mass | 4.4 | t | MW | none | none | none | literature_id: 32 | MG_MC_RE_Tchnologies
use phase - electricity infrastructure | Generation - Wind Onshore - PMSG-DD | rotor | 2050 | Germany | cast iron | none | mass | 12.1 | t | MW | none | none | none | literature_id: 32 | MG_MC_RE_Tchnologies
use phase - electricity infrastructure | Generation - Wind Onshore - PMSG-DD | rotor | 2050 | Germany | aluminium | none | mass | 0.042 | t | MW | none | none | none | literature_id: 32 | MG_MC_RE_Tchnologies
use phase - electricity infrastructure | Generation - Wind Onshore - PMSG-DD | rotor | 2050 | Germany | copper | none | mass | 0.036 | t | MW | none | none | none | literature_id: 32 | MG_MC_RE_Tchnologies
use phase - electricity infrastructure | Generation - Wind Onshore - PMSG-DD | rotor | 2050 | Germany | polymer | none | mass | 0.7 | t | MW | none | none | none | literature_id: 32 | MG_MC_RE_Tchnologies
use phase - electricity infrastructure | Generation - Wind Onshore - PMSG-DD | rotor | 2050 | Germany | glass fibre reinforced plastic | none | mass | 0.3 | t | MW | none | none | none | literature_id: 32 | MG_MC_RE_Tchnologies
use phase - electricity infrastructure | Generation - Wind Onshore - PMSG-DD | rotor | 2050 | Germany | epoxy resin | none | mass | 6 | t | MW | none | none | none | literature_id: 32 | MG_MC_RE_Tchnologies
use phase - electricity infrastructure | Generation - Wind Onshore - PMSG-DD | rotor | 2050 | Germany | paint | none | mass | 0.3 | t | MW | none | none | none | literature_id: 32 | MG_MC_RE_Tchnologies
use phase - electricity infrastructure | Generation - Wind Onshore - PMSG-DD | rotor | 2050 | Germany | balsa wood | none | mass | 0.3 | t | MW | none | none | none | literature_id: 32 | MG_MC_RE_Tchnologies
use phase - electricity infrastructure | Generation - Wind Onshore - PMSG-DD | rotor | 2050 | Germany | adhesive | none | mass | 1 | t | MW | none | none | none | literature_id: 32 | MG_MC_RE_Tchnologies
use phase - electricity infrastructure | Generation - Wind Onshore - PMSG-DD | rotor | 2050 | Germany | lubricating oil | none | mass | 0.03 | t | MW | none | none | none | literature_id: 32 | MG_MC_RE_Tchnologies
use phase - electricity infrastructure | Generation - Wind Onshore - PMSG-DD | nacelle | 2050 | Germany | low-alloyed steel | none | mass | 6 | t | MW | none | none | none | literature_id: 32 | MG_MC_RE_Tchnologies
use phase - electricity infrastructure | Generation - Wind Onshore - PMSG-DD | nacelle | 2050 | Germany | steel, high-alloyed | none | mass | 20.2 | t | MW | none | none | none | literature_id: 32 | MG_MC_RE_Tchnologies
use phase - electricity infrastructure | Generation - Wind Onshore - PMSG-DD | nacelle | 2050 | Germany | cast iron | none | mass | 35.7 | t | MW | none | none | none | literature_id: 32 | MG_MC_RE_Tchnologies
use phase - electricity infrastructure | Generation - Wind Onshore - PMSG-DD | nacelle | 2050 | Germany | aluminium | none | mass | 0.6 | t | MW | none | none | none | literature_id: 32 | MG_MC_RE_Tchnologies
use phase - electricity infrastructure | Generation - Wind Onshore - PMSG-DD | nacelle | 2050 | Germany | copper | none | mass | 1.5 | t | MW | none | none | none | literature_id: 32 | MG_MC_RE_Tchnologies
use phase - electricity infrastructure | Generation - Wind Onshore - PMSG-DD | nacelle | 2050 | Germany | electronic misc. | none | mass | 0.09 | t | MW | none | none | none | literature_id: 32 | MG_MC_RE_Tchnologies
use phase - electricity infrastructure | Generation - Wind Onshore - PMSG-DD | nacelle, permanent magnets | 2050 | Germany | NdFeB | none | mass | 650 | t | MW | none | none | none | literature_id: 32 | MG_MC_RE_Tchnologies
use phase - electricity infrastructure | Generation - Wind Onshore - PMSG-DD | nacelle, permanent magnets | 2050 | Germany | neodymium | none | mass | 130 | t | MW | none | none | none | literature_id: 32 | MG_MC_RE_Tchnologies
use phase - electricity infrastructure | Generation - Wind Onshore - PMSG-DD | nacelle, permanent magnets | 2050 | Germany | dysprosium | none | mass | 12 | t | MW | none | none | none | literature_id: 32 | MG_MC_RE_Tchnologies
use phase - electricity infrastructure | Generation - Wind Onshore - PMSG-DD | nacelle | 2050 | Germany | polymer | none | mass | 0.5 | t | MW | none | none | none | literature_id: 32 | MG_MC_RE_Tchnologies
use phase - electricity infrastructure | Generation - Wind Onshore - PMSG-DD | nacelle | 2050 | Germany | glass fibre reinforced plastic | none | mass | 2 | t | MW | none | none | none | literature_id: 32 | MG_MC_RE_Tchnologies
use phase - electricity infrastructure | Generation - Wind Onshore - PMSG-DD | nacelle | 2050 | Germany | paint | none | mass | 0.1 | t | MW | none | none | none | literature_id: 32 | MG_MC_RE_Tchnologies
use phase - electricity infrastructure | Generation - Wind Onshore - PMSG-DD | nacelle | 2050 | Germany | epoxy resin | none | mass | 0.2 | t | MW | none | none | none | literature_id: 32 | MG_MC_RE_Tchnologies
use phase - electricity infrastructure | Generation - Wind Onshore - PMSG-DD | nacelle | 2050 | Germany | lubricating oil | none | mass | 1 | t | MW | none | none | none | literature_id: 32 | MG_MC_RE_Tchnologies
use phase - electricity infrastructure | Generation - Wind Onshore - PMSG-DD | hybrid tower | 2050 | Germany | low-alloyed steel | none | mass | 102 | t | MW | none | none | none | literature_id: 32 | MG_MC_RE_Tchnologies
use phase - electricity infrastructure | Generation - Wind Onshore - PMSG-DD | hybrid tower | 2050 | Germany | concrete | none | mass | 791 | t | MW | none | none | none | literature_id: 32 | MG_MC_RE_Tchnologies
use phase - electricity infrastructure | Generation - Wind Onshore - PMSG-DD | hybrid tower | 2050 | Germany | electronic misc. | none | mass | 9 | t | MW | none | none | none | literature_id: 32 | MG_MC_RE_Tchnologies
use phase - electricity infrastructure | Generation - Wind Onshore - PMSG-DD | foundation | 2050 | Germany | low-alloyed steel | none | mass | 160 | t | MW | none | none | none | literature_id: 32 | MG_MC_RE_Tchnologies
use phase - electricity infrastructure | Generation - Wind Onshore - PMSG-DD | foundation | 2050 | Germany | concrete | none | mass | 3397 | t | MW | none | none | none | literature_id: 32 | MG_MC_RE_Tchnologies
use phase - electricity infrastructure | Generation - Wind Offshore - PMSG-DD | rotor | 2018 | Germany | glass fibre | none | mass | 10.1 | t | MW | none | none | none | literature_id: 32 | MG_MC_RE_Tchnologies
use phase - electricity infrastructure | Generation - Wind Offshore - PMSG-DD | rotor | 2018 | Germany | carbon fibre | none | mass | - | t | MW | none | none | none | literature_id: 32 | MG_MC_RE_Tchnologies
use phase - electricity infrastructure | Generation - Wind Offshore - PMSG-DD | rotor | 2018 | Germany | low-alloyed steel | none | mass | 2.8 | t | MW | none | none | none | literature_id: 32 | MG_MC_RE_Tchnologies
use phase - electricity infrastructure | Generation - Wind Offshore - PMSG-DD | rotor | 2018 | Germany | steel, high-alloyed | none | mass | 2.7 | t | MW | none | none | none | literature_id: 32 | MG_MC_RE_Tchnologies
use phase - electricity infrastructure | Generation - Wind Offshore - PMSG-DD | rotor | 2018 | Germany | cast iron | none | mass | 7.4 | t | MW | none | none | none | literature_id: 32 | MG_MC_RE_Tchnologies
use phase - electricity infrastructure | Generation - Wind Offshore - PMSG-DD | rotor | 2018 | Germany | aluminium | none | mass | 0.026 | t | MW | none | none | none | literature_id: 32 | MG_MC_RE_Tchnologies
use phase - electricity infrastructure | Generation - Wind Offshore - PMSG-DD | rotor | 2018 | Germany | copper | none | mass | 0.022 | t | MW | none | none | none | literature_id: 32 | MG_MC_RE_Tchnologies
use phase - electricity infrastructure | Generation - Wind Offshore - PMSG-DD | rotor | 2018 | Germany | polymer | none | mass | 0.4 | t | MW | none | none | none | literature_id: 32 | MG_MC_RE_Tchnologies
use phase - electricity infrastructure | Generation - Wind Offshore - PMSG-DD | rotor | 2018 | Germany | glass fibre reinforced plastic | none | mass | 1 | t | MW | none | none | none | literature_id: 32 | MG_MC_RE_Tchnologies
use phase - electricity infrastructure | Generation - Wind Offshore - PMSG-DD | rotor | 2018 | Germany | epoxy resin | none | mass | 4 | t | MW | none | none | none | literature_id: 32 | MG_MC_RE_Tchnologies
use phase - electricity infrastructure | Generation - Wind Offshore - PMSG-DD | rotor | 2018 | Germany | paint | none | mass | 0.2 | t | MW | none | none | none | literature_id: 32 | MG_MC_RE_Tchnologies
use phase - electricity infrastructure | Generation - Wind Offshore - PMSG-DD | rotor | 2018 | Germany | balsa wood | none | mass | 0.2 | t | MW | none | none | none | literature_id: 32 | MG_MC_RE_Tchnologies
use phase - electricity infrastructure | Generation - Wind Offshore - PMSG-DD | rotor | 2018 | Germany | adhesive | none | mass | 1 | t | MW | none | none | none | literature_id: 32 | MG_MC_RE_Tchnologies
use phase - electricity infrastructure | Generation - Wind Offshore - PMSG-DD | rotor | 2018 | Germany | lubricating oil | none | mass | 0.02 | t | MW | none | none | none | literature_id: 32 | MG_MC_RE_Tchnologies
use phase - electricity infrastructure | Generation - Wind Offshore - PMSG-DD | nacelle | 2018 | Germany | low-alloyed steel | none | mass | 3.8 | t | MW | none | none | none | literature_id: 32 | MG_MC_RE_Tchnologies
use phase - electricity infrastructure | Generation - Wind Offshore - PMSG-DD | nacelle | 2018 | Germany | steel, high-alloyed | none | mass | 12.8 | t | MW | none | none | none | literature_id: 32 | MG_MC_RE_Tchnologies
use phase - electricity infrastructure | Generation - Wind Offshore - PMSG-DD | nacelle | 2018 | Germany | cast iron | none | mass | 22.6 | t | MW | none | none | none | literature_id: 32 | MG_MC_RE_Tchnologies
use phase - electricity infrastructure | Generation - Wind Offshore - PMSG-DD | nacelle | 2018 | Germany | aluminium | none | mass | 0.4 | t | MW | none | none | none | literature_id: 32 | MG_MC_RE_Tchnologies
use phase - electricity infrastructure | Generation - Wind Offshore - PMSG-DD | nacelle | 2018 | Germany | copper | none | mass | 0.9 | t | MW | none | none | none | literature_id: 32 | MG_MC_RE_Tchnologies
use phase - electricity infrastructure | Generation - Wind Offshore - PMSG-DD | nacelle | 2018 | Germany | electronic misc. | none | mass | 0.06 | t | MW | none | none | none | literature_id: 32 | MG_MC_RE_Tchnologies
use phase - electricity infrastructure | Generation - Wind Offshore - PMSG-DD | nacelle, permanent magnets | 2018 | Germany | NdFeB | none | mass | 650 | t | MW | none | none | none | literature_id: 32 | MG_MC_RE_Tchnologies
use phase - electricity infrastructure | Generation - Wind Offshore - PMSG-DD | nacelle, permanent magnets | 2018 | Germany | neodymium | none | mass | 202 | t | MW | none | none | none | literature_id: 32 | MG_MC_RE_Tchnologies
use phase - electricity infrastructure | Generation - Wind Offshore - PMSG-DD | nacelle, permanent magnets | 2018 | Germany | dysprosium | none | mass | 15 | t | MW | none | none | none | literature_id: 32 | MG_MC_RE_Tchnologies
use phase - electricity infrastructure | Generation - Wind Offshore - PMSG-DD | nacelle | 2018 | Germany | polymer | none | mass | 0.3 | t | MW | none | none | none | literature_id: 32 | MG_MC_RE_Tchnologies
use phase - electricity infrastructure | Generation - Wind Offshore - PMSG-DD | nacelle | 2018 | Germany | glass fibre reinforced plastic | none | mass | 1 | t | MW | none | none | none | literature_id: 32 | MG_MC_RE_Tchnologies
use phase - electricity infrastructure | Generation - Wind Offshore - PMSG-DD | nacelle | 2018 | Germany | paint | none | mass | 0.1 | t | MW | none | none | none | literature_id: 32 | MG_MC_RE_Tchnologies
use phase - electricity infrastructure | Generation - Wind Offshore - PMSG-DD | nacelle | 2018 | Germany | epoxy resin | none | mass | 0.1 | t | MW | none | none | none | literature_id: 32 | MG_MC_RE_Tchnologies
use phase - electricity infrastructure | Generation - Wind Offshore - PMSG-DD | nacelle | 2018 | Germany | lubricating oil | none | mass | 0.5 | t | MW | none | none | none | literature_id: 32 | MG_MC_RE_Tchnologies
use phase - electricity infrastructure | Generation - Wind Offshore - PMSG-DD | hybrid tower | 2018 | Germany | low-alloyed steel | none | mass | 81 | t | MW | none | none | none | literature_id: 32 | MG_MC_RE_Tchnologies
use phase - electricity infrastructure | Generation - Wind Offshore - PMSG-DD | hybrid tower | 2018 | Germany | aluminium | none | mass | 0.8 | t | MW | none | none | none | literature_id: 32 | MG_MC_RE_Tchnologies
use phase - electricity infrastructure | Generation - Wind Offshore - PMSG-DD | hybrid tower | 2018 | Germany | copper | none | mass | 0.8 | t | MW | none | none | none | literature_id: 32 | MG_MC_RE_Tchnologies
use phase - electricity infrastructure | Generation - Wind Offshore - PMSG-DD | hybrid tower | 2018 | Germany | electronic misc. | none | mass | 0.9 | t | MW | none | none | none | literature_id: 32 | MG_MC_RE_Tchnologies
use phase - electricity infrastructure | Generation - Wind Offshore - PMSG-DD | monopile | 2018 | Germany | low-alloyed steel | none | mass | 190 | t | MW | none | none | none | literature_id: 32 | MG_MC_RE_Tchnologies
use phase - electricity infrastructure | Generation - Wind Offshore - PMSG-DD | inner-park cabling | 2018 | Germany | low-alloyed steel | none | mass | 1.3 | t | MW | none | none | none | literature_id: 32 | MG_MC_RE_Tchnologies
use phase - electricity infrastructure | Generation - Wind Offshore - PMSG-DD | inner-park cabling | 2018 | Germany | copper | none | mass | 1.49 | t | MW | none | none | none | literature_id: 32 | MG_MC_RE_Tchnologies
use phase - electricity infrastructure | Generation - Wind Offshore - PMSG-DD | inner-park cabling | 2018 | Germany | lead | none | mass | 0.69 | t | MW | none | none | none | literature_id: 32 | MG_MC_RE_Tchnologies
use phase - electricity infrastructure | Generation - Wind Offshore - PMSG-DD | inner-park cabling | 2018 | Germany | polyethylene | none | mass | 0.34 | t | MW | none | none | none | literature_id: 32 | MG_MC_RE_Tchnologies
use phase - electricity infrastructure | Generation - Wind Offshore - PMSG-DD | transformer platform | 2018 | Germany | low-alloyed steel | none | mass | 29.8 | t | MW | none | none | none | literature_id: 32 | MG_MC_RE_Tchnologies
use phase - electricity infrastructure | Generation - Wind Offshore - PMSG-DD | transformer platform | 2018 | Germany | copper | none | mass | 5.4 | t | MW | none | none | none | literature_id: 32 | MG_MC_RE_Tchnologies
use phase - electricity infrastructure | Generation - Wind Offshore - PMSG-DD | transformer platform | 2018 | Germany | concrete | none | mass | 18.9 | t | MW | none | none | none | literature_id: 32 | MG_MC_RE_Tchnologies
use phase - electricity infrastructure | Generation - Wind Offshore - PMSG-DD | rotor | 2020 | Germany | glass fibre | none | mass | 9.1 | t | MW | none | none | none | literature_id: 32 | MG_MC_RE_Tchnologies
use phase - electricity infrastructure | Generation - Wind Offshore - PMSG-DD | rotor | 2020 | Germany | carbon fibre | none | mass | - | t | MW | none | none | none | literature_id: 32 | MG_MC_RE_Tchnologies
use phase - electricity infrastructure | Generation - Wind Offshore - PMSG-DD | rotor | 2020 | Germany | low-alloyed steel | none | mass | 2.5 | t | MW | none | none | none | literature_id: 32 | MG_MC_RE_Tchnologies
use phase - electricity infrastructure | Generation - Wind Offshore - PMSG-DD | rotor | 2020 | Germany | steel, high-alloyed | none | mass | 2.4 | t | MW | none | none | none | literature_id: 32 | MG_MC_RE_Tchnologies
use phase - electricity infrastructure | Generation - Wind Offshore - PMSG-DD | rotor | 2020 | Germany | cast iron | none | mass | 6.7 | t | MW | none | none | none | literature_id: 32 | MG_MC_RE_Tchnologies
use phase - electricity infrastructure | Generation - Wind Offshore - PMSG-DD | rotor | 2020 | Germany | aluminium | none | mass | 0.023 | t | MW | none | none | none | literature_id: 32 | MG_MC_RE_Tchnologies
use phase - electricity infrastructure | Generation - Wind Offshore - PMSG-DD | rotor | 2020 | Germany | copper | none | mass | 0.02 | t | MW | none | none | none | literature_id: 32 | MG_MC_RE_Tchnologies
use phase - electricity infrastructure | Generation - Wind Offshore - PMSG-DD | rotor | 2020 | Germany | polymer | none | mass | 0.4 | t | MW | none | none | none | literature_id: 32 | MG_MC_RE_Tchnologies
use phase - electricity infrastructure | Generation - Wind Offshore - PMSG-DD | rotor | 2020 | Germany | glass fibre reinforced plastic | none | mass | 1 | t | MW | none | none | none | literature_id: 32 | MG_MC_RE_Tchnologies
use phase - electricity infrastructure | Generation - Wind Offshore - PMSG-DD | rotor | 2020 | Germany | epoxy resin | none | mass | 4 | t | MW | none | none | none | literature_id: 32 | MG_MC_RE_Tchnologies
use phase - electricity infrastructure | Generation - Wind Offshore - PMSG-DD | rotor | 2020 | Germany | paint | none | mass | 0.2 | t | MW | none | none | none | literature_id: 32 | MG_MC_RE_Tchnologies
use phase - electricity infrastructure | Generation - Wind Offshore - PMSG-DD | rotor | 2020 | Germany | balsa wood | none | mass | 0.2 | t | MW | none | none | none | literature_id: 32 | MG_MC_RE_Tchnologies
use phase - electricity infrastructure | Generation - Wind Offshore - PMSG-DD | rotor | 2020 | Germany | adhesive | none | mass | 1 | t | MW | none | none | none | literature_id: 32 | MG_MC_RE_Tchnologies
use phase - electricity infrastructure | Generation - Wind Offshore - PMSG-DD | rotor | 2020 | Germany | lubricating oil | none | mass | 0.02 | t | MW | none | none | none | literature_id: 32 | MG_MC_RE_Tchnologies
use phase - electricity infrastructure | Generation - Wind Offshore - PMSG-DD | nacelle | 2020 | Germany | low-alloyed steel | none | mass | 3.4 | t | MW | none | none | none | literature_id: 32 | MG_MC_RE_Tchnologies
use phase - electricity infrastructure | Generation - Wind Offshore - PMSG-DD | nacelle | 2020 | Germany | steel, high-alloyed | none | mass | 11.5 | t | MW | none | none | none | literature_id: 32 | MG_MC_RE_Tchnologies
use phase - electricity infrastructure | Generation - Wind Offshore - PMSG-DD | nacelle | 2020 | Germany | cast iron | none | mass | 20.3 | t | MW | none | none | none | literature_id: 32 | MG_MC_RE_Tchnologies
use phase - electricity infrastructure | Generation - Wind Offshore - PMSG-DD | nacelle | 2020 | Germany | aluminium | none | mass | 0.3 | t | MW | none | none | none | literature_id: 32 | MG_MC_RE_Tchnologies
use phase - electricity infrastructure | Generation - Wind Offshore - PMSG-DD | nacelle | 2020 | Germany | copper | none | mass | 0.8 | t | MW | none | none | none | literature_id: 32 | MG_MC_RE_Tchnologies
use phase - electricity infrastructure | Generation - Wind Offshore - PMSG-DD | nacelle | 2020 | Germany | electronic misc. | none | mass | 0.05 | t | MW | none | none | none | literature_id: 32 | MG_MC_RE_Tchnologies
use phase - electricity infrastructure | Generation - Wind Offshore - PMSG-DD | nacelle, permanent magnets | 2020 | Germany | NdFeB | none | mass | 650 | t | MW | none | none | none | literature_id: 32 | MG_MC_RE_Tchnologies
use phase - electricity infrastructure | Generation - Wind Offshore - PMSG-DD | nacelle, permanent magnets | 2020 | Germany | neodymium | none | mass | 202 | t | MW | none | none | none | literature_id: 32 | MG_MC_RE_Tchnologies
use phase - electricity infrastructure | Generation - Wind Offshore - PMSG-DD | nacelle, permanent magnets | 2020 | Germany | dysprosium | none | mass | 15 | t | MW | none | none | none | literature_id: 32 | MG_MC_RE_Tchnologies
use phase - electricity infrastructure | Generation - Wind Offshore - PMSG-DD | nacelle | 2020 | Germany | polymer | none | mass | 0.3 | t | MW | none | none | none | literature_id: 32 | MG_MC_RE_Tchnologies
use phase - electricity infrastructure | Generation - Wind Offshore - PMSG-DD | nacelle | 2020 | Germany | glass fibre reinforced plastic | none | mass | 1 | t | MW | none | none | none | literature_id: 32 | MG_MC_RE_Tchnologies
use phase - electricity infrastructure | Generation - Wind Offshore - PMSG-DD | nacelle | 2020 | Germany | paint | none | mass | 0.1 | t | MW | none | none | none | literature_id: 32 | MG_MC_RE_Tchnologies
use phase - electricity infrastructure | Generation - Wind Offshore - PMSG-DD | nacelle | 2020 | Germany | epoxy resin | none | mass | 0.1 | t | MW | none | none | none | literature_id: 32 | MG_MC_RE_Tchnologies
use phase - electricity infrastructure | Generation - Wind Offshore - PMSG-DD | nacelle | 2020 | Germany | lubricating oil | none | mass | 0.4 | t | MW | none | none | none | literature_id: 32 | MG_MC_RE_Tchnologies
use phase - electricity infrastructure | Generation - Wind Offshore - PMSG-DD | hybrid tower | 2020 | Germany | low-alloyed steel | none | mass | 73 | t | MW | none | none | none | literature_id: 32 | MG_MC_RE_Tchnologies
use phase - electricity infrastructure | Generation - Wind Offshore - PMSG-DD | hybrid tower | 2020 | Germany | aluminium | none | mass | 0.7 | t | MW | none | none | none | literature_id: 32 | MG_MC_RE_Tchnologies
use phase - electricity infrastructure | Generation - Wind Offshore - PMSG-DD | hybrid tower | 2020 | Germany | copper | none | mass | 0.7 | t | MW | none | none | none | literature_id: 32 | MG_MC_RE_Tchnologies
use phase - electricity infrastructure | Generation - Wind Offshore - PMSG-DD | hybrid tower | 2020 | Germany | electronic misc. | none | mass | 0.8 | t | MW | none | none | none | literature_id: 32 | MG_MC_RE_Tchnologies
use phase - electricity infrastructure | Generation - Wind Offshore - PMSG-DD | monopile | 2020 | Germany | low-alloyed steel | none | mass | 171 | t | MW | none | none | none | literature_id: 32 | MG_MC_RE_Tchnologies
use phase - electricity infrastructure | Generation - Wind Offshore - PMSG-DD | inner-park cabling | 2020 | Germany | low-alloyed steel | none | mass | 1.2 | t | MW | none | none | none | literature_id: 32 | MG_MC_RE_Tchnologies
use phase - electricity infrastructure | Generation - Wind Offshore - PMSG-DD | inner-park cabling | 2020 | Germany | copper | none | mass | 1.34 | t | MW | none | none | none | literature_id: 32 | MG_MC_RE_Tchnologies
use phase - electricity infrastructure | Generation - Wind Offshore - PMSG-DD | inner-park cabling | 2020 | Germany | lead | none | mass | 0.62 | t | MW | none | none | none | literature_id: 32 | MG_MC_RE_Tchnologies
use phase - electricity infrastructure | Generation - Wind Offshore - PMSG-DD | inner-park cabling | 2020 | Germany | polyethylene | none | mass | 0.31 | t | MW | none | none | none | literature_id: 32 | MG_MC_RE_Tchnologies
use phase - electricity infrastructure | Generation - Wind Offshore - PMSG-DD | transformer platform | 2020 | Germany | low-alloyed steel | none | mass | 29.8 | t | MW | none | none | none | literature_id: 32 | MG_MC_RE_Tchnologies
use phase - electricity infrastructure | Generation - Wind Offshore - PMSG-DD | transformer platform | 2020 | Germany | copper | none | mass | 5.4 | t | MW | none | none | none | literature_id: 32 | MG_MC_RE_Tchnologies
use phase - electricity infrastructure | Generation - Wind Offshore - PMSG-DD | transformer platform | 2020 | Germany | concrete | none | mass | 18.9 | t | MW | none | none | none | literature_id: 32 | MG_MC_RE_Tchnologies
use phase - electricity infrastructure | Generation - Wind Offshore - PMSG-DD | rotor | 2025 | Germany | glass fibre | none | mass | 7.3 | t | MW | none | none | none | literature_id: 32 | MG_MC_RE_Tchnologies
use phase - electricity infrastructure | Generation - Wind Offshore - PMSG-DD | rotor | 2025 | Germany | carbon fibre | none | mass | - | t | MW | none | none | none | literature_id: 32 | MG_MC_RE_Tchnologies
use phase - electricity infrastructure | Generation - Wind Offshore - PMSG-DD | rotor | 2025 | Germany | low-alloyed steel | none | mass | 3.2 | t | MW | none | none | none | literature_id: 32 | MG_MC_RE_Tchnologies
use phase - electricity infrastructure | Generation - Wind Offshore - PMSG-DD | rotor | 2025 | Germany | steel, high-alloyed | none | mass | 3.1 | t | MW | none | none | none | literature_id: 32 | MG_MC_RE_Tchnologies
use phase - electricity infrastructure | Generation - Wind Offshore - PMSG-DD | rotor | 2025 | Germany | cast iron | none | mass | 8.4 | t | MW | none | none | none | literature_id: 32 | MG_MC_RE_Tchnologies
use phase - electricity infrastructure | Generation - Wind Offshore - PMSG-DD | rotor | 2025 | Germany | aluminium | none | mass | 0.029 | t | MW | none | none | none | literature_id: 32 | MG_MC_RE_Tchnologies
use phase - electricity infrastructure | Generation - Wind Offshore - PMSG-DD | rotor | 2025 | Germany | copper | none | mass | 0.025 | t | MW | none | none | none | literature_id: 32 | MG_MC_RE_Tchnologies
use phase - electricity infrastructure | Generation - Wind Offshore - PMSG-DD | rotor | 2025 | Germany | polymer | none | mass | 0.5 | t | MW | none | none | none | literature_id: 32 | MG_MC_RE_Tchnologies
use phase - electricity infrastructure | Generation - Wind Offshore - PMSG-DD | rotor | 2025 | Germany | glass fibre reinforced plastic | none | mass | 1 | t | MW | none | none | none | literature_id: 32 | MG_MC_RE_Tchnologies
use phase - electricity infrastructure | Generation - Wind Offshore - PMSG-DD | rotor | 2025 | Germany | epoxy resin | none | mass | 4 | t | MW | none | none | none | literature_id: 32 | MG_MC_RE_Tchnologies
use phase - electricity infrastructure | Generation - Wind Offshore - PMSG-DD | rotor | 2025 | Germany | paint | none | mass | 0.2 | t | MW | none | none | none | literature_id: 32 | MG_MC_RE_Tchnologies
use phase - electricity infrastructure | Generation - Wind Offshore - PMSG-DD | rotor | 2025 | Germany | balsa wood | none | mass | 0.2 | t | MW | none | none | none | literature_id: 32 | MG_MC_RE_Tchnologies
use phase - electricity infrastructure | Generation - Wind Offshore - PMSG-DD | rotor | 2025 | Germany | adhesive | none | mass | 1 | t | MW | none | none | none | literature_id: 32 | MG_MC_RE_Tchnologies
use phase - electricity infrastructure | Generation - Wind Offshore - PMSG-DD | rotor | 2025 | Germany | lubricating oil | none | mass | 0.02 | t | MW | none | none | none | literature_id: 32 | MG_MC_RE_Tchnologies
use phase - electricity infrastructure | Generation - Wind Offshore - PMSG-DD | nacelle | 2025 | Germany | low-alloyed steel | none | mass | 4 | t | MW | none | none | none | literature_id: 32 | MG_MC_RE_Tchnologies
use phase - electricity infrastructure | Generation - Wind Offshore - PMSG-DD | nacelle | 2025 | Germany | steel, high-alloyed | none | mass | 13.5 | t | MW | none | none | none | literature_id: 32 | MG_MC_RE_Tchnologies
use phase - electricity infrastructure | Generation - Wind Offshore - PMSG-DD | nacelle | 2025 | Germany | cast iron | none | mass | 23.8 | t | MW | none | none | none | literature_id: 32 | MG_MC_RE_Tchnologies
use phase - electricity infrastructure | Generation - Wind Offshore - PMSG-DD | nacelle | 2025 | Germany | aluminium | none | mass | 0.4 | t | MW | none | none | none | literature_id: 32 | MG_MC_RE_Tchnologies
use phase - electricity infrastructure | Generation - Wind Offshore - PMSG-DD | nacelle | 2025 | Germany | copper | none | mass | 1 | t | MW | none | none | none | literature_id: 32 | MG_MC_RE_Tchnologies
use phase - electricity infrastructure | Generation - Wind Offshore - PMSG-DD | nacelle | 2025 | Germany | electronic misc. | none | mass | 0.06 | t | MW | none | none | none | literature_id: 32 | MG_MC_RE_Tchnologies
use phase - electricity infrastructure | Generation - Wind Offshore - PMSG-DD | nacelle, permanent magnets | 2025 | Germany | NdFeB | none | mass | 650 | t | MW | none | none | none | literature_id: 32 | MG_MC_RE_Tchnologies
use phase - electricity infrastructure | Generation - Wind Offshore - PMSG-DD | nacelle, permanent magnets | 2025 | Germany | neodymium | none | mass | 163 | t | MW | none | none | none | literature_id: 32 | MG_MC_RE_Tchnologies
use phase - electricity infrastructure | Generation - Wind Offshore - PMSG-DD | nacelle, permanent magnets | 2025 | Germany | dysprosium | none | mass | 12 | t | MW | none | none | none | literature_id: 32 | MG_MC_RE_Tchnologies
use phase - electricity infrastructure | Generation - Wind Offshore - PMSG-DD | nacelle | 2025 | Germany | polymer | none | mass | 0.3 | t | MW | none | none | none | literature_id: 32 | MG_MC_RE_Tchnologies
use phase - electricity infrastructure | Generation - Wind Offshore - PMSG-DD | nacelle | 2025 | Germany | glass fibre reinforced plastic | none | mass | 1 | t | MW | none | none | none | literature_id: 32 | MG_MC_RE_Tchnologies
use phase - electricity infrastructure | Generation - Wind Offshore - PMSG-DD | nacelle | 2025 | Germany | paint | none | mass | 0.1 | t | MW | none | none | none | literature_id: 32 | MG_MC_RE_Tchnologies
use phase - electricity infrastructure | Generation - Wind Offshore - PMSG-DD | nacelle | 2025 | Germany | epoxy resin | none | mass | 0.1 | t | MW | none | none | none | literature_id: 32 | MG_MC_RE_Tchnologies
use phase - electricity infrastructure | Generation - Wind Offshore - PMSG-DD | nacelle | 2025 | Germany | lubricating oil | none | mass | 0.5 | t | MW | none | none | none | literature_id: 32 | MG_MC_RE_Tchnologies
use phase - electricity infrastructure | Generation - Wind Offshore - PMSG-DD | hybrid tower | 2025 | Germany | low-alloyed steel | none | mass | 94 | t | MW | none | none | none | literature_id: 32 | MG_MC_RE_Tchnologies
use phase - electricity infrastructure | Generation - Wind Offshore - PMSG-DD | hybrid tower | 2025 | Germany | aluminium | none | mass | 0.9 | t | MW | none | none | none | literature_id: 32 | MG_MC_RE_Tchnologies
use phase - electricity infrastructure | Generation - Wind Offshore - PMSG-DD | hybrid tower | 2025 | Germany | copper | none | mass | 0.9 | t | MW | none | none | none | literature_id: 32 | MG_MC_RE_Tchnologies
use phase - electricity infrastructure | Generation - Wind Offshore - PMSG-DD | hybrid tower | 2025 | Germany | electronic misc. | none | mass | 1 | t | MW | none | none | none | literature_id: 32 | MG_MC_RE_Tchnologies
use phase - electricity infrastructure | Generation - Wind Offshore - PMSG-DD | monopile | 2025 | Germany | low-alloyed steel | none | mass | 142 | t | MW | none | none | none | literature_id: 32 | MG_MC_RE_Tchnologies
use phase - electricity infrastructure | Generation - Wind Offshore - PMSG-DD | inner-park cabling | 2025 | Germany | low-alloyed steel | none | mass | 0.8 | t | MW | none | none | none | literature_id: 32 | MG_MC_RE_Tchnologies
use phase - electricity infrastructure | Generation - Wind Offshore - PMSG-DD | inner-park cabling | 2025 | Germany | copper | none | mass | 0.94 | t | MW | none | none | none | literature_id: 32 | MG_MC_RE_Tchnologies
use phase - electricity infrastructure | Generation - Wind Offshore - PMSG-DD | inner-park cabling | 2025 | Germany | lead | none | mass | 0.43 | t | MW | none | none | none | literature_id: 32 | MG_MC_RE_Tchnologies
use phase - electricity infrastructure | Generation - Wind Offshore - PMSG-DD | inner-park cabling | 2025 | Germany | polyethylene | none | mass | 0.22 | t | MW | none | none | none | literature_id: 32 | MG_MC_RE_Tchnologies
use phase - electricity infrastructure | Generation - Wind Offshore - PMSG-DD | transformer platform | 2025 | Germany | low-alloyed steel | none | mass | 29.8 | t | MW | none | none | none | literature_id: 32 | MG_MC_RE_Tchnologies
use phase - electricity infrastructure | Generation - Wind Offshore - PMSG-DD | transformer platform | 2025 | Germany | copper | none | mass | 5.4 | t | MW | none | none | none | literature_id: 32 | MG_MC_RE_Tchnologies
use phase - electricity infrastructure | Generation - Wind Offshore - PMSG-DD | transformer platform | 2025 | Germany | concrete | none | mass | 18.9 | t | MW | none | none | none | literature_id: 32 | MG_MC_RE_Tchnologies
use phase - electricity infrastructure | Generation - Wind Offshore - PMSG-DD | rotor | 2030 | Germany | glass fibre | none | mass | 8.5 | t | MW | none | none | none | literature_id: 32 | MG_MC_RE_Tchnologies
use phase - electricity infrastructure | Generation - Wind Offshore - PMSG-DD | rotor | 2030 | Germany | carbon fibre | none | mass | 2.1 | t | MW | none | none | none | literature_id: 32 | MG_MC_RE_Tchnologies
use phase - electricity infrastructure | Generation - Wind Offshore - PMSG-DD | rotor | 2030 | Germany | low-alloyed steel | none | mass | 3 | t | MW | none | none | none | literature_id: 32 | MG_MC_RE_Tchnologies
use phase - electricity infrastructure | Generation - Wind Offshore - PMSG-DD | rotor | 2030 | Germany | steel, high-alloyed | none | mass | 2.8 | t | MW | none | none | none | literature_id: 32 | MG_MC_RE_Tchnologies
use phase - electricity infrastructure | Generation - Wind Offshore - PMSG-DD | rotor | 2030 | Germany | cast iron | none | mass | 7.8 | t | MW | none | none | none | literature_id: 32 | MG_MC_RE_Tchnologies
use phase - electricity infrastructure | Generation - Wind Offshore - PMSG-DD | rotor | 2030 | Germany | aluminium | none | mass | 0.027 | t | MW | none | none | none | literature_id: 32 | MG_MC_RE_Tchnologies
use phase - electricity infrastructure | Generation - Wind Offshore - PMSG-DD | rotor | 2030 | Germany | copper | none | mass | 0.023 | t | MW | none | none | none | literature_id: 32 | MG_MC_RE_Tchnologies
use phase - electricity infrastructure | Generation - Wind Offshore - PMSG-DD | rotor | 2030 | Germany | polymer | none | mass | 0.5 | t | MW | none | none | none | literature_id: 32 | MG_MC_RE_Tchnologies
use phase - electricity infrastructure | Generation - Wind Offshore - PMSG-DD | rotor | 2030 | Germany | glass fibre reinforced plastic | none | mass | 1 | t | MW | none | none | none | literature_id: 32 | MG_MC_RE_Tchnologies
use phase - electricity infrastructure | Generation - Wind Offshore - PMSG-DD | rotor | 2030 | Germany | epoxy resin | none | mass | 4 | t | MW | none | none | none | literature_id: 32 | MG_MC_RE_Tchnologies
use phase - electricity infrastructure | Generation - Wind Offshore - PMSG-DD | rotor | 2030 | Germany | paint | none | mass | 0.2 | t | MW | none | none | none | literature_id: 32 | MG_MC_RE_Tchnologies
use phase - electricity infrastructure | Generation - Wind Offshore - PMSG-DD | rotor | 2030 | Germany | balsa wood | none | mass | 0.2 | t | MW | none | none | none | literature_id: 32 | MG_MC_RE_Tchnologies
use phase - electricity infrastructure | Generation - Wind Offshore - PMSG-DD | rotor | 2030 | Germany | adhesive | none | mass | 1 | t | MW | none | none | none | literature_id: 32 | MG_MC_RE_Tchnologies
use phase - electricity infrastructure | Generation - Wind Offshore - PMSG-DD | rotor | 2030 | Germany | lubricating oil | none | mass | 0.02 | t | MW | none | none | none | literature_id: 32 | MG_MC_RE_Tchnologies
use phase - electricity infrastructure | Generation - Wind Offshore - PMSG-DD | nacelle | 2030 | Germany | low-alloyed steel | none | mass | 4.5 | t | MW | none | none | none | literature_id: 32 | MG_MC_RE_Tchnologies
use phase - electricity infrastructure | Generation - Wind Offshore - PMSG-DD | nacelle | 2030 | Germany | steel, high-alloyed | none | mass | 15.2 | t | MW | none | none | none | literature_id: 32 | MG_MC_RE_Tchnologies
use phase - electricity infrastructure | Generation - Wind Offshore - PMSG-DD | nacelle | 2030 | Germany | cast iron | none | mass | 26.8 | t | MW | none | none | none | literature_id: 32 | MG_MC_RE_Tchnologies
use phase - electricity infrastructure | Generation - Wind Offshore - PMSG-DD | nacelle | 2030 | Germany | aluminium | none | mass | 0.5 | t | MW | none | none | none | literature_id: 32 | MG_MC_RE_Tchnologies
use phase - electricity infrastructure | Generation - Wind Offshore - PMSG-DD | nacelle | 2030 | Germany | copper | none | mass | 1.1 | t | MW | none | none | none | literature_id: 32 | MG_MC_RE_Tchnologies
use phase - electricity infrastructure | Generation - Wind Offshore - PMSG-DD | nacelle | 2030 | Germany | electronic misc. | none | mass | 0.07 | t | MW | none | none | none | literature_id: 32 | MG_MC_RE_Tchnologies
use phase - electricity infrastructure | Generation - Wind Offshore - PMSG-DD | nacelle, permanent magnets | 2030 | Germany | NdFeB | none | mass | 650 | t | MW | none | none | none | literature_id: 32 | MG_MC_RE_Tchnologies
use phase - electricity infrastructure | Generation - Wind Offshore - PMSG-DD | nacelle, permanent magnets | 2030 | Germany | neodymium | none | mass | 163 | t | MW | none | none | none | literature_id: 32 | MG_MC_RE_Tchnologies
use phase - electricity infrastructure | Generation - Wind Offshore - PMSG-DD | nacelle, permanent magnets | 2030 | Germany | dysprosium | none | mass | 12 | t | MW | none | none | none | literature_id: 32 | MG_MC_RE_Tchnologies
use phase - electricity infrastructure | Generation - Wind Offshore - PMSG-DD | nacelle | 2030 | Germany | polymer | none | mass | 0.4 | t | MW | none | none | none | literature_id: 32 | MG_MC_RE_Tchnologies
use phase - electricity infrastructure | Generation - Wind Offshore - PMSG-DD | nacelle | 2030 | Germany | glass fibre reinforced plastic | none | mass | 2 | t | MW | none | none | none | literature_id: 32 | MG_MC_RE_Tchnologies
use phase - electricity infrastructure | Generation - Wind Offshore - PMSG-DD | nacelle | 2030 | Germany | paint | none | mass | 0.1 | t | MW | none | none | none | literature_id: 32 | MG_MC_RE_Tchnologies
use phase - electricity infrastructure | Generation - Wind Offshore - PMSG-DD | nacelle | 2030 | Germany | epoxy resin | none | mass | 0.1 | t | MW | none | none | none | literature_id: 32 | MG_MC_RE_Tchnologies
use phase - electricity infrastructure | Generation - Wind Offshore - PMSG-DD | nacelle | 2030 | Germany | lubricating oil | none | mass | 0.6 | t | MW | none | none | none | literature_id: 32 | MG_MC_RE_Tchnologies
use phase - electricity infrastructure | Generation - Wind Offshore - PMSG-DD | hybrid tower | 2030 | Germany | low-alloyed steel | none | mass | 112 | t | MW | none | none | none | literature_id: 32 | MG_MC_RE_Tchnologies
use phase - electricity infrastructure | Generation - Wind Offshore - PMSG-DD | hybrid tower | 2030 | Germany | aluminium | none | mass | 1.1 | t | MW | none | none | none | literature_id: 32 | MG_MC_RE_Tchnologies
use phase - electricity infrastructure | Generation - Wind Offshore - PMSG-DD | hybrid tower | 2030 | Germany | copper | none | mass | 1.1 | t | MW | none | none | none | literature_id: 32 | MG_MC_RE_Tchnologies
use phase - electricity infrastructure | Generation - Wind Offshore - PMSG-DD | hybrid tower | 2030 | Germany | electronic misc. | none | mass | 1.2 | t | MW | none | none | none | literature_id: 32 | MG_MC_RE_Tchnologies
use phase - electricity infrastructure | Generation - Wind Offshore - PMSG-DD | monopile | 2030 | Germany | low-alloyed steel | none | mass | 137 | t | MW | none | none | none | literature_id: 32 | MG_MC_RE_Tchnologies
use phase - electricity infrastructure | Generation - Wind Offshore - PMSG-DD | inner-park cabling | 2030 | Germany | low-alloyed steel | none | mass | 0.7 | t | MW | none | none | none | literature_id: 32 | MG_MC_RE_Tchnologies
use phase - electricity infrastructure | Generation - Wind Offshore - PMSG-DD | inner-park cabling | 2030 | Germany | copper | none | mass | 0.78 | t | MW | none | none | none | literature_id: 32 | MG_MC_RE_Tchnologies
use phase - electricity infrastructure | Generation - Wind Offshore - PMSG-DD | inner-park cabling | 2030 | Germany | lead | none | mass | 0.36 | t | MW | none | none | none | literature_id: 32 | MG_MC_RE_Tchnologies
use phase - electricity infrastructure | Generation - Wind Offshore - PMSG-DD | inner-park cabling | 2030 | Germany | polyethylene | none | mass | 0.18 | t | MW | none | none | none | literature_id: 32 | MG_MC_RE_Tchnologies
use phase - electricity infrastructure | Generation - Wind Offshore - PMSG-DD | transformer platform | 2030 | Germany | low-alloyed steel | none | mass | 29.8 | t | MW | none | none | none | literature_id: 32 | MG_MC_RE_Tchnologies
use phase - electricity infrastructure | Generation - Wind Offshore - PMSG-DD | transformer platform | 2030 | Germany | copper | none | mass | 5.4 | t | MW | none | none | none | literature_id: 32 | MG_MC_RE_Tchnologies
use phase - electricity infrastructure | Generation - Wind Offshore - PMSG-DD | transformer platform | 2030 | Germany | concrete | none | mass | 18.9 | t | MW | none | none | none | literature_id: 32 | MG_MC_RE_Tchnologies
use phase - electricity infrastructure | Generation - Wind Offshore - PMSG-DD | rotor | 2035 | Germany | glass fibre | none | mass | 7.2 | t | MW | none | none | none | literature_id: 32 | MG_MC_RE_Tchnologies
use phase - electricity infrastructure | Generation - Wind Offshore - PMSG-DD | rotor | 2035 | Germany | carbon fibre | none | mass | 1.8 | t | MW | none | none | none | literature_id: 32 | MG_MC_RE_Tchnologies
use phase - electricity infrastructure | Generation - Wind Offshore - PMSG-DD | rotor | 2035 | Germany | low-alloyed steel | none | mass | 2.5 | t | MW | none | none | none | literature_id: 32 | MG_MC_RE_Tchnologies
use phase - electricity infrastructure | Generation - Wind Offshore - PMSG-DD | rotor | 2035 | Germany | steel, high-alloyed | none | mass | 2.4 | t | MW | none | none | none | literature_id: 32 | MG_MC_RE_Tchnologies
use phase - electricity infrastructure | Generation - Wind Offshore - PMSG-DD | rotor | 2035 | Germany | cast iron | none | mass | 6.7 | t | MW | none | none | none | literature_id: 32 | MG_MC_RE_Tchnologies
use phase - electricity infrastructure | Generation - Wind Offshore - PMSG-DD | rotor | 2035 | Germany | aluminium | none | mass | 0.023 | t | MW | none | none | none | literature_id: 32 | MG_MC_RE_Tchnologies
use phase - electricity infrastructure | Generation - Wind Offshore - PMSG-DD | rotor | 2035 | Germany | copper | none | mass | 0.02 | t | MW | none | none | none | literature_id: 32 | MG_MC_RE_Tchnologies
use phase - electricity infrastructure | Generation - Wind Offshore - PMSG-DD | rotor | 2035 | Germany | polymer | none | mass | 0.4 | t | MW | none | none | none | literature_id: 32 | MG_MC_RE_Tchnologies
use phase - electricity infrastructure | Generation - Wind Offshore - PMSG-DD | rotor | 2035 | Germany | glass fibre reinforced plastic | none | mass | 1 | t | MW | none | none | none | literature_id: 32 | MG_MC_RE_Tchnologies
use phase - electricity infrastructure | Generation - Wind Offshore - PMSG-DD | rotor | 2035 | Germany | epoxy resin | none | mass | 4 | t | MW | none | none | none | literature_id: 32 | MG_MC_RE_Tchnologies
use phase - electricity infrastructure | Generation - Wind Offshore - PMSG-DD | rotor | 2035 | Germany | paint | none | mass | 0.2 | t | MW | none | none | none | literature_id: 32 | MG_MC_RE_Tchnologies
use phase - electricity infrastructure | Generation - Wind Offshore - PMSG-DD | rotor | 2035 | Germany | balsa wood | none | mass | 0.2 | t | MW | none | none | none | literature_id: 32 | MG_MC_RE_Tchnologies
use phase - electricity infrastructure | Generation - Wind Offshore - PMSG-DD | rotor | 2035 | Germany | adhesive | none | mass | 1 | t | MW | none | none | none | literature_id: 32 | MG_MC_RE_Tchnologies
use phase - electricity infrastructure | Generation - Wind Offshore - PMSG-DD | rotor | 2035 | Germany | lubricating oil | none | mass | 0.02 | t | MW | none | none | none | literature_id: 32 | MG_MC_RE_Tchnologies
use phase - electricity infrastructure | Generation - Wind Offshore - PMSG-DD | nacelle | 2035 | Germany | low-alloyed steel | none | mass | 3.9 | t | MW | none | none | none | literature_id: 32 | MG_MC_RE_Tchnologies
use phase - electricity infrastructure | Generation - Wind Offshore - PMSG-DD | nacelle | 2035 | Germany | steel, high-alloyed | none | mass | 13 | t | MW | none | none | none | literature_id: 32 | MG_MC_RE_Tchnologies
use phase - electricity infrastructure | Generation - Wind Offshore - PMSG-DD | nacelle | 2035 | Germany | cast iron | none | mass | 23 | t | MW | none | none | none | literature_id: 32 | MG_MC_RE_Tchnologies
use phase - electricity infrastructure | Generation - Wind Offshore - PMSG-DD | nacelle | 2035 | Germany | aluminium | none | mass | 0.4 | t | MW | none | none | none | literature_id: 32 | MG_MC_RE_Tchnologies
use phase - electricity infrastructure | Generation - Wind Offshore - PMSG-DD | nacelle | 2035 | Germany | copper | none | mass | 0.9 | t | MW | none | none | none | literature_id: 32 | MG_MC_RE_Tchnologies
use phase - electricity infrastructure | Generation - Wind Offshore - PMSG-DD | nacelle | 2035 | Germany | electronic misc. | none | mass | 0.06 | t | MW | none | none | none | literature_id: 32 | MG_MC_RE_Tchnologies
use phase - electricity infrastructure | Generation - Wind Offshore - PMSG-DD | nacelle, permanent magnets | 2035 | Germany | NdFeB | none | mass | 650 | t | MW | none | none | none | literature_id: 32 | MG_MC_RE_Tchnologies
use phase - electricity infrastructure | Generation - Wind Offshore - PMSG-DD | nacelle, permanent magnets | 2035 | Germany | neodymium | none | mass | 163 | t | MW | none | none | none | literature_id: 32 | MG_MC_RE_Tchnologies
use phase - electricity infrastructure | Generation - Wind Offshore - PMSG-DD | nacelle, permanent magnets | 2035 | Germany | dysprosium | none | mass | 12 | t | MW | none | none | none | literature_id: 32 | MG_MC_RE_Tchnologies
use phase - electricity infrastructure | Generation - Wind Offshore - PMSG-DD | nacelle | 2035 | Germany | polymer | none | mass | 0.3 | t | MW | none | none | none | literature_id: 32 | MG_MC_RE_Tchnologies
use phase - electricity infrastructure | Generation - Wind Offshore - PMSG-DD | nacelle | 2035 | Germany | glass fibre reinforced plastic | none | mass | 1 | t | MW | none | none | none | literature_id: 32 | MG_MC_RE_Tchnologies
use phase - electricity infrastructure | Generation - Wind Offshore - PMSG-DD | nacelle | 2035 | Germany | paint | none | mass | 0.1 | t | MW | none | none | none | literature_id: 32 | MG_MC_RE_Tchnologies
use phase - electricity infrastructure | Generation - Wind Offshore - PMSG-DD | nacelle | 2035 | Germany | epoxy resin | none | mass | 0.1 | t | MW | none | none | none | literature_id: 32 | MG_MC_RE_Tchnologies
use phase - electricity infrastructure | Generation - Wind Offshore - PMSG-DD | nacelle | 2035 | Germany | lubricating oil | none | mass | 0.5 | t | MW | none | none | none | literature_id: 32 | MG_MC_RE_Tchnologies
use phase - electricity infrastructure | Generation - Wind Offshore - PMSG-DD | hybrid tower | 2035 | Germany | low-alloyed steel | none | mass | 77 | t | MW | none | none | none | literature_id: 32 | MG_MC_RE_Tchnologies
use phase - electricity infrastructure | Generation - Wind Offshore - PMSG-DD | hybrid tower | 2035 | Germany | aluminium | none | mass | 0.9 | t | MW | none | none | none | literature_id: 32 | MG_MC_RE_Tchnologies
use phase - electricity infrastructure | Generation - Wind Offshore - PMSG-DD | hybrid tower | 2035 | Germany | copper | none | mass | 0.9 | t | MW | none | none | none | literature_id: 32 | MG_MC_RE_Tchnologies
use phase - electricity infrastructure | Generation - Wind Offshore - PMSG-DD | hybrid tower | 2035 | Germany | electronic misc. | none | mass | 1 | t | MW | none | none | none | literature_id: 32 | MG_MC_RE_Tchnologies
use phase - electricity infrastructure | Generation - Wind Offshore - PMSG-DD | monopile | 2035 | Germany | low-alloyed steel | none | mass | 118 | t | MW | none | none | none | literature_id: 32 | MG_MC_RE_Tchnologies
use phase - electricity infrastructure | Generation - Wind Offshore - PMSG-DD | inner-park cabling | 2035 | Germany | low-alloyed steel | none | mass | 0.6 | t | MW | none | none | none | literature_id: 32 | MG_MC_RE_Tchnologies
use phase - electricity infrastructure | Generation - Wind Offshore - PMSG-DD | inner-park cabling | 2035 | Germany | copper | none | mass | 0.67 | t | MW | none | none | none | literature_id: 32 | MG_MC_RE_Tchnologies
use phase - electricity infrastructure | Generation - Wind Offshore - PMSG-DD | inner-park cabling | 2035 | Germany | lead | none | mass | 0.31 | t | MW | none | none | none | literature_id: 32 | MG_MC_RE_Tchnologies
use phase - electricity infrastructure | Generation - Wind Offshore - PMSG-DD | inner-park cabling | 2035 | Germany | polyethylene | none | mass | 0.15 | t | MW | none | none | none | literature_id: 32 | MG_MC_RE_Tchnologies
use phase - electricity infrastructure | Generation - Wind Offshore - PMSG-DD | transformer platform | 2035 | Germany | low-alloyed steel | none | mass | 29.8 | t | MW | none | none | none | literature_id: 32 | MG_MC_RE_Tchnologies
use phase - electricity infrastructure | Generation - Wind Offshore - PMSG-DD | transformer platform | 2035 | Germany | copper | none | mass | 5.4 | t | MW | none | none | none | literature_id: 32 | MG_MC_RE_Tchnologies
use phase - electricity infrastructure | Generation - Wind Offshore - PMSG-DD | transformer platform | 2035 | Germany | concrete | none | mass | 18.9 | t | MW | none | none | none | literature_id: 32 | MG_MC_RE_Tchnologies
use phase - electricity infrastructure | Generation - Wind Offshore - PMSG-DD | rotor | 2040 | Germany | glass fibre | none | mass | 8.8 | t | MW | none | none | none | literature_id: 32 | MG_MC_RE_Tchnologies
use phase - electricity infrastructure | Generation - Wind Offshore - PMSG-DD | rotor | 2040 | Germany | carbon fibre | none | mass | 2.2 | t | MW | none | none | none | literature_id: 32 | MG_MC_RE_Tchnologies
use phase - electricity infrastructure | Generation - Wind Offshore - PMSG-DD | rotor | 2040 | Germany | low-alloyed steel | none | mass | 3.1 | t | MW | none | none | none | literature_id: 32 | MG_MC_RE_Tchnologies
use phase - electricity infrastructure | Generation - Wind Offshore - PMSG-DD | rotor | 2040 | Germany | steel, high-alloyed | none | mass | 3 | t | MW | none | none | none | literature_id: 32 | MG_MC_RE_Tchnologies
use phase - electricity infrastructure | Generation - Wind Offshore - PMSG-DD | rotor | 2040 | Germany | cast iron | none | mass | 8.1 | t | MW | none | none | none | literature_id: 32 | MG_MC_RE_Tchnologies
use phase - electricity infrastructure | Generation - Wind Offshore - PMSG-DD | rotor | 2040 | Germany | aluminium | none | mass | 0.028 | t | MW | none | none | none | literature_id: 32 | MG_MC_RE_Tchnologies
use phase - electricity infrastructure | Generation - Wind Offshore - PMSG-DD | rotor | 2040 | Germany | copper | none | mass | 0.024 | t | MW | none | none | none | literature_id: 32 | MG_MC_RE_Tchnologies
use phase - electricity infrastructure | Generation - Wind Offshore - PMSG-DD | rotor | 2040 | Germany | polymer | none | mass | 0.5 | t | MW | none | none | none | literature_id: 32 | MG_MC_RE_Tchnologies
use phase - electricity infrastructure | Generation - Wind Offshore - PMSG-DD | rotor | 2040 | Germany | glass fibre reinforced plastic | none | mass | 1 | t | MW | none | none | none | literature_id: 32 | MG_MC_RE_Tchnologies
use phase - electricity infrastructure | Generation - Wind Offshore - PMSG-DD | rotor | 2040 | Germany | epoxy resin | none | mass | 4 | t | MW | none | none | none | literature_id: 32 | MG_MC_RE_Tchnologies
use phase - electricity infrastructure | Generation - Wind Offshore - PMSG-DD | rotor | 2040 | Germany | paint | none | mass | 0.2 | t | MW | none | none | none | literature_id: 32 | MG_MC_RE_Tchnologies
use phase - electricity infrastructure | Generation - Wind Offshore - PMSG-DD | rotor | 2040 | Germany | balsa wood | none | mass | 0.2 | t | MW | none | none | none | literature_id: 32 | MG_MC_RE_Tchnologies
use phase - electricity infrastructure | Generation - Wind Offshore - PMSG-DD | rotor | 2040 | Germany | adhesive | none | mass | 1 | t | MW | none | none | none | literature_id: 32 | MG_MC_RE_Tchnologies
use phase - electricity infrastructure | Generation - Wind Offshore - PMSG-DD | rotor | 2040 | Germany | lubricating oil | none | mass | 0.02 | t | MW | none | none | none | literature_id: 32 | MG_MC_RE_Tchnologies
use phase - electricity infrastructure | Generation - Wind Offshore - PMSG-DD | nacelle | 2040 | Germany | low-alloyed steel | none | mass | 4.6 | t | MW | none | none | none | literature_id: 32 | MG_MC_RE_Tchnologies
use phase - electricity infrastructure | Generation - Wind Offshore - PMSG-DD | nacelle | 2040 | Germany | steel, high-alloyed | none | mass | 15.3 | t | MW | none | none | none | literature_id: 32 | MG_MC_RE_Tchnologies
use phase - electricity infrastructure | Generation - Wind Offshore - PMSG-DD | nacelle | 2040 | Germany | cast iron | none | mass | 26.9 | t | MW | none | none | none | literature_id: 32 | MG_MC_RE_Tchnologies
use phase - electricity infrastructure | Generation - Wind Offshore - PMSG-DD | nacelle | 2040 | Germany | aluminium | none | mass | 0.5 | t | MW | none | none | none | literature_id: 32 | MG_MC_RE_Tchnologies
use phase - electricity infrastructure | Generation - Wind Offshore - PMSG-DD | nacelle | 2040 | Germany | copper | none | mass | 1.1 | t | MW | none | none | none | literature_id: 32 | MG_MC_RE_Tchnologies
use phase - electricity infrastructure | Generation - Wind Offshore - PMSG-DD | nacelle | 2040 | Germany | electronic misc. | none | mass | 0.07 | t | MW | none | none | none | literature_id: 32 | MG_MC_RE_Tchnologies
use phase - electricity infrastructure | Generation - Wind Offshore - PMSG-DD | nacelle, permanent magnets | 2040 | Germany | NdFeB | none | mass | 650 | t | MW | none | none | none | literature_id: 32 | MG_MC_RE_Tchnologies
use phase - electricity infrastructure | Generation - Wind Offshore - PMSG-DD | nacelle, permanent magnets | 2040 | Germany | neodymium | none | mass | 163 | t | MW | none | none | none | literature_id: 32 | MG_MC_RE_Tchnologies
use phase - electricity infrastructure | Generation - Wind Offshore - PMSG-DD | nacelle, permanent magnets | 2040 | Germany | dysprosium | none | mass | 12 | t | MW | none | none | none | literature_id: 32 | MG_MC_RE_Tchnologies
use phase - electricity infrastructure | Generation - Wind Offshore - PMSG-DD | nacelle | 2040 | Germany | polymer | none | mass | 0.4 | t | MW | none | none | none | literature_id: 32 | MG_MC_RE_Tchnologies
use phase - electricity infrastructure | Generation - Wind Offshore - PMSG-DD | nacelle | 2040 | Germany | glass fibre reinforced plastic | none | mass | 2 | t | MW | none | none | none | literature_id: 32 | MG_MC_RE_Tchnologies
use phase - electricity infrastructure | Generation - Wind Offshore - PMSG-DD | nacelle | 2040 | Germany | paint | none | mass | 0.1 | t | MW | none | none | none | literature_id: 32 | MG_MC_RE_Tchnologies
use phase - electricity infrastructure | Generation - Wind Offshore - PMSG-DD | nacelle | 2040 | Germany | epoxy resin | none | mass | 0.1 | t | MW | none | none | none | literature_id: 32 | MG_MC_RE_Tchnologies
use phase - electricity infrastructure | Generation - Wind Offshore - PMSG-DD | nacelle | 2040 | Germany | lubricating oil | none | mass | 0.6 | t | MW | none | none | none | literature_id: 32 | MG_MC_RE_Tchnologies
use phase - electricity infrastructure | Generation - Wind Offshore - PMSG-DD | hybrid tower | 2040 | Germany | low-alloyed steel | none | mass | 95 | t | MW | none | none | none | literature_id: 32 | MG_MC_RE_Tchnologies
use phase - electricity infrastructure | Generation - Wind Offshore - PMSG-DD | hybrid tower | 2040 | Germany | aluminium | none | mass | 1.2 | t | MW | none | none | none | literature_id: 32 | MG_MC_RE_Tchnologies
use phase - electricity infrastructure | Generation - Wind Offshore - PMSG-DD | hybrid tower | 2040 | Germany | copper | none | mass | 1.1 | t | MW | none | none | none | literature_id: 32 | MG_MC_RE_Tchnologies
use phase - electricity infrastructure | Generation - Wind Offshore - PMSG-DD | hybrid tower | 2040 | Germany | electronic misc. | none | mass | 1.3 | t | MW | none | none | none | literature_id: 32 | MG_MC_RE_Tchnologies
use phase - electricity infrastructure | Generation - Wind Offshore - PMSG-DD | monopile | 2040 | Germany | low-alloyed steel | none | mass | 143 | t | MW | none | none | none | literature_id: 32 | MG_MC_RE_Tchnologies
use phase - electricity infrastructure | Generation - Wind Offshore - PMSG-DD | inner-park cabling | 2040 | Germany | low-alloyed steel | none | mass | 0.5 | t | MW | none | none | none | literature_id: 32 | MG_MC_RE_Tchnologies
use phase - electricity infrastructure | Generation - Wind Offshore - PMSG-DD | inner-park cabling | 2040 | Germany | copper | none | mass | 0.59 | t | MW | none | none | none | literature_id: 32 | MG_MC_RE_Tchnologies
use phase - electricity infrastructure | Generation - Wind Offshore - PMSG-DD | inner-park cabling | 2040 | Germany | lead | none | mass | 0.27 | t | MW | none | none | none | literature_id: 32 | MG_MC_RE_Tchnologies
use phase - electricity infrastructure | Generation - Wind Offshore - PMSG-DD | inner-park cabling | 2040 | Germany | polyethylene | none | mass | 0.14 | t | MW | none | none | none | literature_id: 32 | MG_MC_RE_Tchnologies
use phase - electricity infrastructure | Generation - Wind Offshore - PMSG-DD | transformer platform | 2040 | Germany | low-alloyed steel | none | mass | 29.8 | t | MW | none | none | none | literature_id: 32 | MG_MC_RE_Tchnologies
use phase - electricity infrastructure | Generation - Wind Offshore - PMSG-DD | transformer platform | 2040 | Germany | copper | none | mass | 5.4 | t | MW | none | none | none | literature_id: 32 | MG_MC_RE_Tchnologies
use phase - electricity infrastructure | Generation - Wind Offshore - PMSG-DD | transformer platform | 2040 | Germany | concrete | none | mass | 18.9 | t | MW | none | none | none | literature_id: 32 | MG_MC_RE_Tchnologies
use phase - electricity infrastructure | Generation - Wind Offshore - PMSG-DD | rotor | 2045 | Germany | glass fibre | none | mass | 8.8 | t | MW | none | none | none | literature_id: 32 | MG_MC_RE_Tchnologies
use phase - electricity infrastructure | Generation - Wind Offshore - PMSG-DD | rotor | 2045 | Germany | carbon fibre | none | mass | 2.2 | t | MW | none | none | none | literature_id: 32 | MG_MC_RE_Tchnologies
use phase - electricity infrastructure | Generation - Wind Offshore - PMSG-DD | rotor | 2045 | Germany | low-alloyed steel | none | mass | 3.1 | t | MW | none | none | none | literature_id: 32 | MG_MC_RE_Tchnologies
use phase - electricity infrastructure | Generation - Wind Offshore - PMSG-DD | rotor | 2045 | Germany | steel, high-alloyed | none | mass | 3 | t | MW | none | none | none | literature_id: 32 | MG_MC_RE_Tchnologies
use phase - electricity infrastructure | Generation - Wind Offshore - PMSG-DD | rotor | 2045 | Germany | cast iron | none | mass | 8.1 | t | MW | none | none | none | literature_id: 32 | MG_MC_RE_Tchnologies
use phase - electricity infrastructure | Generation - Wind Offshore - PMSG-DD | rotor | 2045 | Germany | aluminium | none | mass | 0.028 | t | MW | none | none | none | literature_id: 32 | MG_MC_RE_Tchnologies
use phase - electricity infrastructure | Generation - Wind Offshore - PMSG-DD | rotor | 2045 | Germany | copper | none | mass | 0.024 | t | MW | none | none | none | literature_id: 32 | MG_MC_RE_Tchnologies
use phase - electricity infrastructure | Generation - Wind Offshore - PMSG-DD | rotor | 2045 | Germany | polymer | none | mass | 0.5 | t | MW | none | none | none | literature_id: 32 | MG_MC_RE_Tchnologies
use phase - electricity infrastructure | Generation - Wind Offshore - PMSG-DD | rotor | 2045 | Germany | glass fibre reinforced plastic | none | mass | 1 | t | MW | none | none | none | literature_id: 32 | MG_MC_RE_Tchnologies
use phase - electricity infrastructure | Generation - Wind Offshore - PMSG-DD | rotor | 2045 | Germany | epoxy resin | none | mass | 4 | t | MW | none | none | none | literature_id: 32 | MG_MC_RE_Tchnologies
use phase - electricity infrastructure | Generation - Wind Offshore - PMSG-DD | rotor | 2045 | Germany | paint | none | mass | 0.2 | t | MW | none | none | none | literature_id: 32 | MG_MC_RE_Tchnologies
use phase - electricity infrastructure | Generation - Wind Offshore - PMSG-DD | rotor | 2045 | Germany | balsa wood | none | mass | 0.2 | t | MW | none | none | none | literature_id: 32 | MG_MC_RE_Tchnologies
use phase - electricity infrastructure | Generation - Wind Offshore - PMSG-DD | rotor | 2045 | Germany | adhesive | none | mass | 1 | t | MW | none | none | none | literature_id: 32 | MG_MC_RE_Tchnologies
use phase - electricity infrastructure | Generation - Wind Offshore - PMSG-DD | rotor | 2045 | Germany | lubricating oil | none | mass | 0.02 | t | MW | none | none | none | literature_id: 32 | MG_MC_RE_Tchnologies
use phase - electricity infrastructure | Generation - Wind Offshore - PMSG-DD | nacelle | 2045 | Germany | low-alloyed steel | none | mass | 4.6 | t | MW | none | none | none | literature_id: 32 | MG_MC_RE_Tchnologies
use phase - electricity infrastructure | Generation - Wind Offshore - PMSG-DD | nacelle | 2045 | Germany | steel, high-alloyed | none | mass | 15.3 | t | MW | none | none | none | literature_id: 32 | MG_MC_RE_Tchnologies
use phase - electricity infrastructure | Generation - Wind Offshore - PMSG-DD | nacelle | 2045 | Germany | cast iron | none | mass | 26.9 | t | MW | none | none | none | literature_id: 32 | MG_MC_RE_Tchnologies
use phase - electricity infrastructure | Generation - Wind Offshore - PMSG-DD | nacelle | 2045 | Germany | aluminium | none | mass | 0.5 | t | MW | none | none | none | literature_id: 32 | MG_MC_RE_Tchnologies
use phase - electricity infrastructure | Generation - Wind Offshore - PMSG-DD | nacelle | 2045 | Germany | copper | none | mass | 1.1 | t | MW | none | none | none | literature_id: 32 | MG_MC_RE_Tchnologies
use phase - electricity infrastructure | Generation - Wind Offshore - PMSG-DD | nacelle | 2045 | Germany | electronic misc. | none | mass | 0.07 | t | MW | none | none | none | literature_id: 32 | MG_MC_RE_Tchnologies
use phase - electricity infrastructure | Generation - Wind Offshore - PMSG-DD | nacelle, permanent magnets | 2045 | Germany | NdFeB | none | mass | 650 | t | MW | none | none | none | literature_id: 32 | MG_MC_RE_Tchnologies
use phase - electricity infrastructure | Generation - Wind Offshore - PMSG-DD | nacelle, permanent magnets | 2045 | Germany | neodymium | none | mass | 163 | t | MW | none | none | none | literature_id: 32 | MG_MC_RE_Tchnologies
use phase - electricity infrastructure | Generation - Wind Offshore - PMSG-DD | nacelle, permanent magnets | 2045 | Germany | dysprosium | none | mass | 12 | t | MW | none | none | none | literature_id: 32 | MG_MC_RE_Tchnologies
use phase - electricity infrastructure | Generation - Wind Offshore - PMSG-DD | nacelle | 2045 | Germany | polymer | none | mass | 0.4 | t | MW | none | none | none | literature_id: 32 | MG_MC_RE_Tchnologies
use phase - electricity infrastructure | Generation - Wind Offshore - PMSG-DD | nacelle | 2045 | Germany | glass fibre reinforced plastic | none | mass | 2 | t | MW | none | none | none | literature_id: 32 | MG_MC_RE_Tchnologies
use phase - electricity infrastructure | Generation - Wind Offshore - PMSG-DD | nacelle | 2045 | Germany | paint | none | mass | 0.1 | t | MW | none | none | none | literature_id: 32 | MG_MC_RE_Tchnologies
use phase - electricity infrastructure | Generation - Wind Offshore - PMSG-DD | nacelle | 2045 | Germany | epoxy resin | none | mass | 0.1 | t | MW | none | none | none | literature_id: 32 | MG_MC_RE_Tchnologies
use phase - electricity infrastructure | Generation - Wind Offshore - PMSG-DD | nacelle | 2045 | Germany | lubricating oil | none | mass | 0.6 | t | MW | none | none | none | literature_id: 32 | MG_MC_RE_Tchnologies
use phase - electricity infrastructure | Generation - Wind Offshore - PMSG-DD | hybrid tower | 2045 | Germany | low-alloyed steel | none | mass | 95 | t | MW | none | none | none | literature_id: 32 | MG_MC_RE_Tchnologies
use phase - electricity infrastructure | Generation - Wind Offshore - PMSG-DD | hybrid tower | 2045 | Germany | aluminium | none | mass | 1.2 | t | MW | none | none | none | literature_id: 32 | MG_MC_RE_Tchnologies
use phase - electricity infrastructure | Generation - Wind Offshore - PMSG-DD | hybrid tower | 2045 | Germany | copper | none | mass | 1.1 | t | MW | none | none | none | literature_id: 32 | MG_MC_RE_Tchnologies
use phase - electricity infrastructure | Generation - Wind Offshore - PMSG-DD | hybrid tower | 2045 | Germany | electronic misc. | none | mass | 1.3 | t | MW | none | none | none | literature_id: 32 | MG_MC_RE_Tchnologies
use phase - electricity infrastructure | Generation - Wind Offshore - PMSG-DD | monopile | 2045 | Germany | low-alloyed steel | none | mass | 143 | t | MW | none | none | none | literature_id: 32 | MG_MC_RE_Tchnologies
use phase - electricity infrastructure | Generation - Wind Offshore - PMSG-DD | inner-park cabling | 2045 | Germany | low-alloyed steel | none | mass | 0.5 | t | MW | none | none | none | literature_id: 32 | MG_MC_RE_Tchnologies
use phase - electricity infrastructure | Generation - Wind Offshore - PMSG-DD | inner-park cabling | 2045 | Germany | copper | none | mass | 0.59 | t | MW | none | none | none | literature_id: 32 | MG_MC_RE_Tchnologies
use phase - electricity infrastructure | Generation - Wind Offshore - PMSG-DD | inner-park cabling | 2045 | Germany | lead | none | mass | 0.27 | t | MW | none | none | none | literature_id: 32 | MG_MC_RE_Tchnologies
use phase - electricity infrastructure | Generation - Wind Offshore - PMSG-DD | inner-park cabling | 2045 | Germany | polyethylene | none | mass | 0.14 | t | MW | none | none | none | literature_id: 32 | MG_MC_RE_Tchnologies
use phase - electricity infrastructure | Generation - Wind Offshore - PMSG-DD | transformer platform | 2045 | Germany | low-alloyed steel | none | mass | 29.8 | t | MW | none | none | none | literature_id: 32 | MG_MC_RE_Tchnologies
use phase - electricity infrastructure | Generation - Wind Offshore - PMSG-DD | transformer platform | 2045 | Germany | copper | none | mass | 5.4 | t | MW | none | none | none | literature_id: 32 | MG_MC_RE_Tchnologies
use phase - electricity infrastructure | Generation - Wind Offshore - PMSG-DD | transformer platform | 2045 | Germany | concrete | none | mass | 18.9 | t | MW | none | none | none | literature_id: 32 | MG_MC_RE_Tchnologies
use phase - electricity infrastructure | Generation - Wind Offshore - PMSG-DD | rotor | 2050 | Germany | glass fibre | none | mass | 8.8 | t | MW | none | none | none | literature_id: 32 | MG_MC_RE_Tchnologies
use phase - electricity infrastructure | Generation - Wind Offshore - PMSG-DD | rotor | 2050 | Germany | carbon fibre | none | mass | 2.2 | t | MW | none | none | none | literature_id: 32 | MG_MC_RE_Tchnologies
use phase - electricity infrastructure | Generation - Wind Offshore - PMSG-DD | rotor | 2050 | Germany | low-alloyed steel | none | mass | 3.1 | t | MW | none | none | none | literature_id: 32 | MG_MC_RE_Tchnologies
use phase - electricity infrastructure | Generation - Wind Offshore - PMSG-DD | rotor | 2050 | Germany | steel, high-alloyed | none | mass | 3 | t | MW | none | none | none | literature_id: 32 | MG_MC_RE_Tchnologies
use phase - electricity infrastructure | Generation - Wind Offshore - PMSG-DD | rotor | 2050 | Germany | cast iron | none | mass | 8.1 | t | MW | none | none | none | literature_id: 32 | MG_MC_RE_Tchnologies
use phase - electricity infrastructure | Generation - Wind Offshore - PMSG-DD | rotor | 2050 | Germany | aluminium | none | mass | 0.028 | t | MW | none | none | none | literature_id: 32 | MG_MC_RE_Tchnologies
use phase - electricity infrastructure | Generation - Wind Offshore - PMSG-DD | rotor | 2050 | Germany | copper | none | mass | 0.024 | t | MW | none | none | none | literature_id: 32 | MG_MC_RE_Tchnologies
use phase - electricity infrastructure | Generation - Wind Offshore - PMSG-DD | rotor | 2050 | Germany | polymer | none | mass | 0.5 | t | MW | none | none | none | literature_id: 32 | MG_MC_RE_Tchnologies
use phase - electricity infrastructure | Generation - Wind Offshore - PMSG-DD | rotor | 2050 | Germany | glass fibre reinforced plastic | none | mass | 1 | t | MW | none | none | none | literature_id: 32 | MG_MC_RE_Tchnologies
use phase - electricity infrastructure | Generation - Wind Offshore - PMSG-DD | rotor | 2050 | Germany | epoxy resin | none | mass | 4 | t | MW | none | none | none | literature_id: 32 | MG_MC_RE_Tchnologies
use phase - electricity infrastructure | Generation - Wind Offshore - PMSG-DD | rotor | 2050 | Germany | paint | none | mass | 0.2 | t | MW | none | none | none | literature_id: 32 | MG_MC_RE_Tchnologies
use phase - electricity infrastructure | Generation - Wind Offshore - PMSG-DD | rotor | 2050 | Germany | balsa wood | none | mass | 0.2 | t | MW | none | none | none | literature_id: 32 | MG_MC_RE_Tchnologies
use phase - electricity infrastructure | Generation - Wind Offshore - PMSG-DD | rotor | 2050 | Germany | adhesive | none | mass | 1 | t | MW | none | none | none | literature_id: 32 | MG_MC_RE_Tchnologies
use phase - electricity infrastructure | Generation - Wind Offshore - PMSG-DD | rotor | 2050 | Germany | lubricating oil | none | mass | 0.02 | t | MW | none | none | none | literature_id: 32 | MG_MC_RE_Tchnologies
use phase - electricity infrastructure | Generation - Wind Offshore - PMSG-DD | nacelle | 2050 | Germany | low-alloyed steel | none | mass | 4.6 | t | MW | none | none | none | literature_id: 32 | MG_MC_RE_Tchnologies
use phase - electricity infrastructure | Generation - Wind Offshore - PMSG-DD | nacelle | 2050 | Germany | steel, high-alloyed | none | mass | 15.3 | t | MW | none | none | none | literature_id: 32 | MG_MC_RE_Tchnologies
use phase - electricity infrastructure | Generation - Wind Offshore - PMSG-DD | nacelle | 2050 | Germany | cast iron | none | mass | 26.9 | t | MW | none | none | none | literature_id: 32 | MG_MC_RE_Tchnologies
use phase - electricity infrastructure | Generation - Wind Offshore - PMSG-DD | nacelle | 2050 | Germany | aluminium | none | mass | 0.5 | t | MW | none | none | none | literature_id: 32 | MG_MC_RE_Tchnologies
use phase - electricity infrastructure | Generation - Wind Offshore - PMSG-DD | nacelle | 2050 | Germany | copper | none | mass | 1.1 | t | MW | none | none | none | literature_id: 32 | MG_MC_RE_Tchnologies
use phase - electricity infrastructure | Generation - Wind Offshore - PMSG-DD | nacelle | 2050 | Germany | electronic misc. | none | mass | 0.07 | t | MW | none | none | none | literature_id: 32 | MG_MC_RE_Tchnologies
use phase - electricity infrastructure | Generation - Wind Offshore - PMSG-DD | nacelle, permanent magnets | 2050 | Germany | NdFeB | none | mass | 650 | t | MW | none | none | none | literature_id: 32 | MG_MC_RE_Tchnologies
use phase - electricity infrastructure | Generation - Wind Offshore - PMSG-DD | nacelle, permanent magnets | 2050 | Germany | neodymium | none | mass | 130 | t | MW | none | none | none | literature_id: 32 | MG_MC_RE_Tchnologies
use phase - electricity infrastructure | Generation - Wind Offshore - PMSG-DD | nacelle, permanent magnets | 2050 | Germany | dysprosium | none | mass | 12 | t | MW | none | none | none | literature_id: 32 | MG_MC_RE_Tchnologies
use phase - electricity infrastructure | Generation - Wind Offshore - PMSG-DD | nacelle | 2050 | Germany | polymer | none | mass | 0.4 | t | MW | none | none | none | literature_id: 32 | MG_MC_RE_Tchnologies
use phase - electricity infrastructure | Generation - Wind Offshore - PMSG-DD | nacelle | 2050 | Germany | glass fibre reinforced plastic | none | mass | 2 | t | MW | none | none | none | literature_id: 32 | MG_MC_RE_Tchnologies
use phase - electricity infrastructure | Generation - Wind Offshore - PMSG-DD | nacelle | 2050 | Germany | paint | none | mass | 0.1 | t | MW | none | none | none | literature_id: 32 | MG_MC_RE_Tchnologies
use phase - electricity infrastructure | Generation - Wind Offshore - PMSG-DD | nacelle | 2050 | Germany | epoxy resin | none | mass | 0.1 | t | MW | none | none | none | literature_id: 32 | MG_MC_RE_Tchnologies
use phase - electricity infrastructure | Generation - Wind Offshore - PMSG-DD | nacelle | 2050 | Germany | lubricating oil | none | mass | 0.6 | t | MW | none | none | none | literature_id: 32 | MG_MC_RE_Tchnologies
use phase - electricity infrastructure | Generation - Wind Offshore - PMSG-DD | hybrid tower | 2050 | Germany | low-alloyed steel | none | mass | 95 | t | MW | none | none | none | literature_id: 32 | MG_MC_RE_Tchnologies
use phase - electricity infrastructure | Generation - Wind Offshore - PMSG-DD | hybrid tower | 2050 | Germany | aluminium | none | mass | 1.2 | t | MW | none | none | none | literature_id: 32 | MG_MC_RE_Tchnologies
use phase - electricity infrastructure | Generation - Wind Offshore - PMSG-DD | hybrid tower | 2050 | Germany | copper | none | mass | 1.1 | t | MW | none | none | none | literature_id: 32 | MG_MC_RE_Tchnologies
use phase - electricity infrastructure | Generation - Wind Offshore - PMSG-DD | hybrid tower | 2050 | Germany | electronic misc. | none | mass | 1.3 | t | MW | none | none | none | literature_id: 32 | MG_MC_RE_Tchnologies
use phase - electricity infrastructure | Generation - Wind Offshore - PMSG-DD | monopile | 2050 | Germany | low-alloyed steel | none | mass | 143 | t | MW | none | none | none | literature_id: 32 | MG_MC_RE_Tchnologies
use phase - electricity infrastructure | Generation - Wind Offshore - PMSG-DD | inner-park cabling | 2050 | Germany | low-alloyed steel | none | mass | 0.5 | t | MW | none | none | none | literature_id: 32 | MG_MC_RE_Tchnologies
use phase - electricity infrastructure | Generation - Wind Offshore - PMSG-DD | inner-park cabling | 2050 | Germany | copper | none | mass | 0.59 | t | MW | none | none | none | literature_id: 32 | MG_MC_RE_Tchnologies
use phase - electricity infrastructure | Generation - Wind Offshore - PMSG-DD | inner-park cabling | 2050 | Germany | lead | none | mass | 0.27 | t | MW | none | none | none | literature_id: 32 | MG_MC_RE_Tchnologies
use phase - electricity infrastructure | Generation - Wind Offshore - PMSG-DD | inner-park cabling | 2050 | Germany | polyethylene | none | mass | 0.14 | t | MW | none | none | none | literature_id: 32 | MG_MC_RE_Tchnologies
use phase - electricity infrastructure | Generation - Wind Offshore - PMSG-DD | transformer platform | 2050 | Germany | low-alloyed steel | none | mass | 29.8 | t | MW | none | none | none | literature_id: 32 | MG_MC_RE_Tchnologies
use phase - electricity infrastructure | Generation - Wind Offshore - PMSG-DD | transformer platform | 2050 | Germany | copper | none | mass | 5.4 | t | MW | none | none | none | literature_id: 32 | MG_MC_RE_Tchnologies
use phase - electricity infrastructure | Generation - Wind Offshore - PMSG-DD | transformer platform | 2050 | Germany | concrete | none | mass | 18.9 | t | MW | none | none | none | literature_id: 32 | MG_MC_RE_Tchnologies
use phase - electricity infrastructure | Generation - Wind Offshore - PMSG-MS | rotor | 2018 | Germany | glass fibre | none | mass | 6.6 | t | MW | none | none | none | literature_id: 32 | MG_MC_RE_Tchnologies
use phase - electricity infrastructure | Generation - Wind Offshore - PMSG-MS | rotor | 2018 | Germany | carbon fibre | none | mass | 1.6 | t | MW | none | none | none | literature_id: 32 | MG_MC_RE_Tchnologies
use phase - electricity infrastructure | Generation - Wind Offshore - PMSG-MS | rotor | 2018 | Germany | low-alloyed steel | none | mass | 2.3 | t | MW | none | none | none | literature_id: 32 | MG_MC_RE_Tchnologies
use phase - electricity infrastructure | Generation - Wind Offshore - PMSG-MS | rotor | 2018 | Germany | steel, high-alloyed | none | mass | 2.2 | t | MW | none | none | none | literature_id: 32 | MG_MC_RE_Tchnologies
use phase - electricity infrastructure | Generation - Wind Offshore - PMSG-MS | rotor | 2018 | Germany | cast iron | none | mass | 6.1 | t | MW | none | none | none | literature_id: 32 | MG_MC_RE_Tchnologies
use phase - electricity infrastructure | Generation - Wind Offshore - PMSG-MS | rotor | 2018 | Germany | aluminium | none | mass | 0.021 | t | MW | none | none | none | literature_id: 32 | MG_MC_RE_Tchnologies
use phase - electricity infrastructure | Generation - Wind Offshore - PMSG-MS | rotor | 2018 | Germany | copper | none | mass | 0.018 | t | MW | none | none | none | literature_id: 32 | MG_MC_RE_Tchnologies
use phase - electricity infrastructure | Generation - Wind Offshore - PMSG-MS | rotor | 2018 | Germany | polymer | none | mass | 0.4 | t | MW | none | none | none | literature_id: 32 | MG_MC_RE_Tchnologies
use phase - electricity infrastructure | Generation - Wind Offshore - PMSG-MS | rotor | 2018 | Germany | glass fibre reinforced plastic | none | mass | 0.2 | t | MW | none | none | none | literature_id: 32 | MG_MC_RE_Tchnologies
use phase - electricity infrastructure | Generation - Wind Offshore - PMSG-MS | rotor | 2018 | Germany | epoxy resin | none | mass | 3 | t | MW | none | none | none | literature_id: 32 | MG_MC_RE_Tchnologies
use phase - electricity infrastructure | Generation - Wind Offshore - PMSG-MS | rotor | 2018 | Germany | paint | none | mass | 0.2 | t | MW | none | none | none | literature_id: 32 | MG_MC_RE_Tchnologies
use phase - electricity infrastructure | Generation - Wind Offshore - PMSG-MS | rotor | 2018 | Germany | balsa wood | none | mass | 0.1 | t | MW | none | none | none | literature_id: 32 | MG_MC_RE_Tchnologies
use phase - electricity infrastructure | Generation - Wind Offshore - PMSG-MS | rotor | 2018 | Germany | adhesive | none | mass | 1 | t | MW | none | none | none | literature_id: 32 | MG_MC_RE_Tchnologies
use phase - electricity infrastructure | Generation - Wind Offshore - PMSG-MS | rotor | 2018 | Germany | lubricating oil | none | mass | 0.02 | t | MW | none | none | none | literature_id: 32 | MG_MC_RE_Tchnologies
use phase - electricity infrastructure | Generation - Wind Offshore - PMSG-MS | nacelle | 2018 | Germany | low-alloyed steel | none | mass | 4 | t | MW | none | none | none | literature_id: 32 | MG_MC_RE_Tchnologies
use phase - electricity infrastructure | Generation - Wind Offshore - PMSG-MS | nacelle | 2018 | Germany | steel, high-alloyed | none | mass | 15.4 | t | MW | none | none | none | literature_id: 32 | MG_MC_RE_Tchnologies
use phase - electricity infrastructure | Generation - Wind Offshore - PMSG-MS | nacelle | 2018 | Germany | cast iron | none | mass | 16.2 | t | MW | none | none | none | literature_id: 32 | MG_MC_RE_Tchnologies
use phase - electricity infrastructure | Generation - Wind Offshore - PMSG-MS | nacelle | 2018 | Germany | aluminium | none | mass | 0.3 | t | MW | none | none | none | literature_id: 32 | MG_MC_RE_Tchnologies
use phase - electricity infrastructure | Generation - Wind Offshore - PMSG-MS | nacelle | 2018 | Germany | copper | none | mass | 0.8 | t | MW | none | none | none | literature_id: 32 | MG_MC_RE_Tchnologies
use phase - electricity infrastructure | Generation - Wind Offshore - PMSG-MS | nacelle | 2018 | Germany | electronic misc. | none | mass | 0.14 | t | MW | none | none | none | literature_id: 32 | MG_MC_RE_Tchnologies
use phase - electricity infrastructure | Generation - Wind Offshore - PMSG-MS | nacelle, permanent magnets | 2018 | Germany | NdFeB | none | mass | 160 | t | MW | none | none | none | literature_id: 32 | MG_MC_RE_Tchnologies
use phase - electricity infrastructure | Generation - Wind Offshore - PMSG-MS | nacelle, permanent magnets | 2018 | Germany | neodymium | none | mass | 50 | t | MW | none | none | none | literature_id: 32 | MG_MC_RE_Tchnologies
use phase - electricity infrastructure | Generation - Wind Offshore - PMSG-MS | nacelle, permanent magnets | 2018 | Germany | dysprosium | none | mass | 4 | t | MW | none | none | none | literature_id: 32 | MG_MC_RE_Tchnologies
use phase - electricity infrastructure | Generation - Wind Offshore - PMSG-MS | nacelle | 2018 | Germany | polymer | none | mass | 0.3 | t | MW | none | none | none | literature_id: 32 | MG_MC_RE_Tchnologies
use phase - electricity infrastructure | Generation - Wind Offshore - PMSG-MS | nacelle | 2018 | Germany | glass fibre reinforced plastic | none | mass | 1 | t | MW | none | none | none | literature_id: 32 | MG_MC_RE_Tchnologies
use phase - electricity infrastructure | Generation - Wind Offshore - PMSG-MS | nacelle | 2018 | Germany | paint | none | mass | 0.1 | t | MW | none | none | none | literature_id: 32 | MG_MC_RE_Tchnologies
use phase - electricity infrastructure | Generation - Wind Offshore - PMSG-MS | nacelle | 2018 | Germany | epoxy resin | none | mass | 0.1 | t | MW | none | none | none | literature_id: 32 | MG_MC_RE_Tchnologies
use phase - electricity infrastructure | Generation - Wind Offshore - PMSG-MS | nacelle | 2018 | Germany | lubricating oil | none | mass | 0.4 | t | MW | none | none | none | literature_id: 32 | MG_MC_RE_Tchnologies
use phase - electricity infrastructure | Generation - Wind Offshore - PMSG-MS | hybrid tower | 2018 | Germany | low-alloyed steel | none | mass | 73 | t | MW | none | none | none | literature_id: 32 | MG_MC_RE_Tchnologies
use phase - electricity infrastructure | Generation - Wind Offshore - PMSG-MS | hybrid tower | 2018 | Germany | aluminium | none | mass | 0.7 | t | MW | none | none | none | literature_id: 32 | MG_MC_RE_Tchnologies
use phase - electricity infrastructure | Generation - Wind Offshore - PMSG-MS | hybrid tower | 2018 | Germany | copper | none | mass | 0.7 | t | MW | none | none | none | literature_id: 32 | MG_MC_RE_Tchnologies
use phase - electricity infrastructure | Generation - Wind Offshore - PMSG-MS | hybrid tower | 2018 | Germany | electronic misc. | none | mass | 0.8 | t | MW | none | none | none | literature_id: 32 | MG_MC_RE_Tchnologies
use phase - electricity infrastructure | Generation - Wind Offshore - PMSG-MS | monopile | 2018 | Germany | low-alloyed steel | none | mass | 145 | t | MW | none | none | none | literature_id: 32 | MG_MC_RE_Tchnologies
use phase - electricity infrastructure | Generation - Wind Offshore - PMSG-MS | inner-park cabling | 2018 | Germany | low-alloyed steel | none | mass | 1 | t | MW | none | none | none | literature_id: 32 | MG_MC_RE_Tchnologies
use phase - electricity infrastructure | Generation - Wind Offshore - PMSG-MS | inner-park cabling | 2018 | Germany | copper | none | mass | 1.1 | t | MW | none | none | none | literature_id: 32 | MG_MC_RE_Tchnologies
use phase - electricity infrastructure | Generation - Wind Offshore - PMSG-MS | inner-park cabling | 2018 | Germany | lead | none | mass | 0.5 | t | MW | none | none | none | literature_id: 32 | MG_MC_RE_Tchnologies
use phase - electricity infrastructure | Generation - Wind Offshore - PMSG-MS | inner-park cabling | 2018 | Germany | polyethylene | none | mass | 0.3 | t | MW | none | none | none | literature_id: 32 | MG_MC_RE_Tchnologies
use phase - electricity infrastructure | Generation - Wind Offshore - PMSG-MS | transformer platform | 2018 | Germany | low-alloyed steel | none | mass | 29.8 | t | MW | none | none | none | literature_id: 32 | MG_MC_RE_Tchnologies
use phase - electricity infrastructure | Generation - Wind Offshore - PMSG-MS | transformer platform | 2018 | Germany | copper | none | mass | 5.4 | t | MW | none | none | none | literature_id: 32 | MG_MC_RE_Tchnologies
use phase - electricity infrastructure | Generation - Wind Offshore - PMSG-MS | transformer platform | 2018 | Germany | concrete | none | mass | 18.9 | t | MW | none | none | none | literature_id: 32 | MG_MC_RE_Tchnologies
use phase - electricity infrastructure | Generation - Wind Offshore - PMSG-MS | rotor | 2020 | Germany | glass fibre | none | mass | 5.7 | t | MW | none | none | none | literature_id: 32 | MG_MC_RE_Tchnologies
use phase - electricity infrastructure | Generation - Wind Offshore - PMSG-MS | rotor | 2020 | Germany | carbon fibre | none | mass | 1.4 | t | MW | none | none | none | literature_id: 32 | MG_MC_RE_Tchnologies
use phase - electricity infrastructure | Generation - Wind Offshore - PMSG-MS | rotor | 2020 | Germany | low-alloyed steel | none | mass | 2 | t | MW | none | none | none | literature_id: 32 | MG_MC_RE_Tchnologies
use phase - electricity infrastructure | Generation - Wind Offshore - PMSG-MS | rotor | 2020 | Germany | steel, high-alloyed | none | mass | 1.9 | t | MW | none | none | none | literature_id: 32 | MG_MC_RE_Tchnologies
use phase - electricity infrastructure | Generation - Wind Offshore - PMSG-MS | rotor | 2020 | Germany | cast iron | none | mass | 5.3 | t | MW | none | none | none | literature_id: 32 | MG_MC_RE_Tchnologies
use phase - electricity infrastructure | Generation - Wind Offshore - PMSG-MS | rotor | 2020 | Germany | aluminium | none | mass | 0.019 | t | MW | none | none | none | literature_id: 32 | MG_MC_RE_Tchnologies
use phase - electricity infrastructure | Generation - Wind Offshore - PMSG-MS | rotor | 2020 | Germany | copper | none | mass | 0.016 | t | MW | none | none | none | literature_id: 32 | MG_MC_RE_Tchnologies
use phase - electricity infrastructure | Generation - Wind Offshore - PMSG-MS | rotor | 2020 | Germany | polymer | none | mass | 0.3 | t | MW | none | none | none | literature_id: 32 | MG_MC_RE_Tchnologies
use phase - electricity infrastructure | Generation - Wind Offshore - PMSG-MS | rotor | 2020 | Germany | glass fibre reinforced plastic | none | mass | 0.1 | t | MW | none | none | none | literature_id: 32 | MG_MC_RE_Tchnologies
use phase - electricity infrastructure | Generation - Wind Offshore - PMSG-MS | rotor | 2020 | Germany | epoxy resin | none | mass | 3 | t | MW | none | none | none | literature_id: 32 | MG_MC_RE_Tchnologies
use phase - electricity infrastructure | Generation - Wind Offshore - PMSG-MS | rotor | 2020 | Germany | paint | none | mass | 0.1 | t | MW | none | none | none | literature_id: 32 | MG_MC_RE_Tchnologies
use phase - electricity infrastructure | Generation - Wind Offshore - PMSG-MS | rotor | 2020 | Germany | balsa wood | none | mass | 0.1 | t | MW | none | none | none | literature_id: 32 | MG_MC_RE_Tchnologies
use phase - electricity infrastructure | Generation - Wind Offshore - PMSG-MS | rotor | 2020 | Germany | adhesive | none | mass | 1 | t | MW | none | none | none | literature_id: 32 | MG_MC_RE_Tchnologies
use phase - electricity infrastructure | Generation - Wind Offshore - PMSG-MS | rotor | 2020 | Germany | lubricating oil | none | mass | 0.01 | t | MW | none | none | none | literature_id: 32 | MG_MC_RE_Tchnologies
use phase - electricity infrastructure | Generation - Wind Offshore - PMSG-MS | nacelle | 2020 | Germany | low-alloyed steel | none | mass | 3.4 | t | MW | none | none | none | literature_id: 32 | MG_MC_RE_Tchnologies
use phase - electricity infrastructure | Generation - Wind Offshore - PMSG-MS | nacelle | 2020 | Germany | steel, high-alloyed | none | mass | 12.9 | t | MW | none | none | none | literature_id: 32 | MG_MC_RE_Tchnologies
use phase - electricity infrastructure | Generation - Wind Offshore - PMSG-MS | nacelle | 2020 | Germany | cast iron | none | mass | 13.7 | t | MW | none | none | none | literature_id: 32 | MG_MC_RE_Tchnologies
use phase - electricity infrastructure | Generation - Wind Offshore - PMSG-MS | nacelle | 2020 | Germany | aluminium | none | mass | 0.3 | t | MW | none | none | none | literature_id: 32 | MG_MC_RE_Tchnologies
use phase - electricity infrastructure | Generation - Wind Offshore - PMSG-MS | nacelle | 2020 | Germany | copper | none | mass | 0.7 | t | MW | none | none | none | literature_id: 32 | MG_MC_RE_Tchnologies
use phase - electricity infrastructure | Generation - Wind Offshore - PMSG-MS | nacelle | 2020 | Germany | electronic misc. | none | mass | 0.12 | t | MW | none | none | none | literature_id: 32 | MG_MC_RE_Tchnologies
use phase - electricity infrastructure | Generation - Wind Offshore - PMSG-MS | nacelle, permanent magnets | 2020 | Germany | NdFeB | none | mass | 160 | t | MW | none | none | none | literature_id: 32 | MG_MC_RE_Tchnologies
use phase - electricity infrastructure | Generation - Wind Offshore - PMSG-MS | nacelle, permanent magnets | 2020 | Germany | neodymium | none | mass | 50 | t | MW | none | none | none | literature_id: 32 | MG_MC_RE_Tchnologies
use phase - electricity infrastructure | Generation - Wind Offshore - PMSG-MS | nacelle, permanent magnets | 2020 | Germany | dysprosium | none | mass | 4 | t | MW | none | none | none | literature_id: 32 | MG_MC_RE_Tchnologies
use phase - electricity infrastructure | Generation - Wind Offshore - PMSG-MS | nacelle | 2020 | Germany | polymer | none | mass | 0.2 | t | MW | none | none | none | literature_id: 32 | MG_MC_RE_Tchnologies
use phase - electricity infrastructure | Generation - Wind Offshore - PMSG-MS | nacelle | 2020 | Germany | glass fibre reinforced plastic | none | mass | 1 | t | MW | none | none | none | literature_id: 32 | MG_MC_RE_Tchnologies
use phase - electricity infrastructure | Generation - Wind Offshore - PMSG-MS | nacelle | 2020 | Germany | paint | none | mass | 0 | t | MW | none | none | none | literature_id: 32 | MG_MC_RE_Tchnologies
use phase - electricity infrastructure | Generation - Wind Offshore - PMSG-MS | nacelle | 2020 | Germany | epoxy resin | none | mass | 0.1 | t | MW | none | none | none | literature_id: 32 | MG_MC_RE_Tchnologies
use phase - electricity infrastructure | Generation - Wind Offshore - PMSG-MS | nacelle | 2020 | Germany | lubricating oil | none | mass | 0.4 | t | MW | none | none | none | literature_id: 32 | MG_MC_RE_Tchnologies
use phase - electricity infrastructure | Generation - Wind Offshore - PMSG-MS | hybrid tower | 2020 | Germany | low-alloyed steel | none | mass | 64 | t | MW | none | none | none | literature_id: 32 | MG_MC_RE_Tchnologies
use phase - electricity infrastructure | Generation - Wind Offshore - PMSG-MS | hybrid tower | 2020 | Germany | aluminium | none | mass | 0.6 | t | MW | none | none | none | literature_id: 32 | MG_MC_RE_Tchnologies
use phase - electricity infrastructure | Generation - Wind Offshore - PMSG-MS | hybrid tower | 2020 | Germany | copper | none | mass | 0.6 | t | MW | none | none | none | literature_id: 32 | MG_MC_RE_Tchnologies
use phase - electricity infrastructure | Generation - Wind Offshore - PMSG-MS | hybrid tower | 2020 | Germany | electronic misc. | none | mass | 0.7 | t | MW | none | none | none | literature_id: 32 | MG_MC_RE_Tchnologies
use phase - electricity infrastructure | Generation - Wind Offshore - PMSG-MS | monopile | 2020 | Germany | low-alloyed steel | none | mass | 126 | t | MW | none | none | none | literature_id: 32 | MG_MC_RE_Tchnologies
use phase - electricity infrastructure | Generation - Wind Offshore - PMSG-MS | inner-park cabling | 2020 | Germany | low-alloyed steel | none | mass | 0.9 | t | MW | none | none | none | literature_id: 32 | MG_MC_RE_Tchnologies
use phase - electricity infrastructure | Generation - Wind Offshore - PMSG-MS | inner-park cabling | 2020 | Germany | copper | none | mass | 1 | t | MW | none | none | none | literature_id: 32 | MG_MC_RE_Tchnologies
use phase - electricity infrastructure | Generation - Wind Offshore - PMSG-MS | inner-park cabling | 2020 | Germany | lead | none | mass | 0.5 | t | MW | none | none | none | literature_id: 32 | MG_MC_RE_Tchnologies
use phase - electricity infrastructure | Generation - Wind Offshore - PMSG-MS | inner-park cabling | 2020 | Germany | polyethylene | none | mass | 0.2 | t | MW | none | none | none | literature_id: 32 | MG_MC_RE_Tchnologies
use phase - electricity infrastructure | Generation - Wind Offshore - PMSG-MS | transformer platform | 2020 | Germany | low-alloyed steel | none | mass | 29.8 | t | MW | none | none | none | literature_id: 32 | MG_MC_RE_Tchnologies
use phase - electricity infrastructure | Generation - Wind Offshore - PMSG-MS | transformer platform | 2020 | Germany | copper | none | mass | 5.4 | t | MW | none | none | none | literature_id: 32 | MG_MC_RE_Tchnologies
use phase - electricity infrastructure | Generation - Wind Offshore - PMSG-MS | transformer platform | 2020 | Germany | concrete | none | mass | 18.9 | t | MW | none | none | none | literature_id: 32 | MG_MC_RE_Tchnologies
use phase - electricity infrastructure | Generation - Wind Offshore - PMSG-MS | rotor | 2025 | Germany | glass fibre | none | mass | 5.6 | t | MW | none | none | none | literature_id: 32 | MG_MC_RE_Tchnologies
use phase - electricity infrastructure | Generation - Wind Offshore - PMSG-MS | rotor | 2025 | Germany | carbon fibre | none | mass | 1.7 | t | MW | none | none | none | literature_id: 32 | MG_MC_RE_Tchnologies
use phase - electricity infrastructure | Generation - Wind Offshore - PMSG-MS | rotor | 2025 | Germany | low-alloyed steel | none | mass | 1.9 | t | MW | none | none | none | literature_id: 32 | MG_MC_RE_Tchnologies
use phase - electricity infrastructure | Generation - Wind Offshore - PMSG-MS | rotor | 2025 | Germany | steel, high-alloyed | none | mass | 1.9 | t | MW | none | none | none | literature_id: 32 | MG_MC_RE_Tchnologies
use phase - electricity infrastructure | Generation - Wind Offshore - PMSG-MS | rotor | 2025 | Germany | cast iron | none | mass | 5.1 | t | MW | none | none | none | literature_id: 32 | MG_MC_RE_Tchnologies
use phase - electricity infrastructure | Generation - Wind Offshore - PMSG-MS | rotor | 2025 | Germany | aluminium | none | mass | 0.018 | t | MW | none | none | none | literature_id: 32 | MG_MC_RE_Tchnologies
use phase - electricity infrastructure | Generation - Wind Offshore - PMSG-MS | rotor | 2025 | Germany | copper | none | mass | 0.015 | t | MW | none | none | none | literature_id: 32 | MG_MC_RE_Tchnologies
use phase - electricity infrastructure | Generation - Wind Offshore - PMSG-MS | rotor | 2025 | Germany | polymer | none | mass | 0.3 | t | MW | none | none | none | literature_id: 32 | MG_MC_RE_Tchnologies
use phase - electricity infrastructure | Generation - Wind Offshore - PMSG-MS | rotor | 2025 | Germany | glass fibre reinforced plastic | none | mass | 0.1 | t | MW | none | none | none | literature_id: 32 | MG_MC_RE_Tchnologies
use phase - electricity infrastructure | Generation - Wind Offshore - PMSG-MS | rotor | 2025 | Germany | epoxy resin | none | mass | 3 | t | MW | none | none | none | literature_id: 32 | MG_MC_RE_Tchnologies
use phase - electricity infrastructure | Generation - Wind Offshore - PMSG-MS | rotor | 2025 | Germany | paint | none | mass | 0.1 | t | MW | none | none | none | literature_id: 32 | MG_MC_RE_Tchnologies
use phase - electricity infrastructure | Generation - Wind Offshore - PMSG-MS | rotor | 2025 | Germany | balsa wood | none | mass | 0.1 | t | MW | none | none | none | literature_id: 32 | MG_MC_RE_Tchnologies
use phase - electricity infrastructure | Generation - Wind Offshore - PMSG-MS | rotor | 2025 | Germany | adhesive | none | mass | 1 | t | MW | none | none | none | literature_id: 32 | MG_MC_RE_Tchnologies
use phase - electricity infrastructure | Generation - Wind Offshore - PMSG-MS | rotor | 2025 | Germany | lubricating oil | none | mass | 0.01 | t | MW | none | none | none | literature_id: 32 | MG_MC_RE_Tchnologies
use phase - electricity infrastructure | Generation - Wind Offshore - PMSG-MS | nacelle | 2025 | Germany | low-alloyed steel | none | mass | 3.7 | t | MW | none | none | none | literature_id: 32 | MG_MC_RE_Tchnologies
use phase - electricity infrastructure | Generation - Wind Offshore - PMSG-MS | nacelle | 2025 | Germany | steel, high-alloyed | none | mass | 14.1 | t | MW | none | none | none | literature_id: 32 | MG_MC_RE_Tchnologies
use phase - electricity infrastructure | Generation - Wind Offshore - PMSG-MS | nacelle | 2025 | Germany | cast iron | none | mass | 14.9 | t | MW | none | none | none | literature_id: 32 | MG_MC_RE_Tchnologies
use phase - electricity infrastructure | Generation - Wind Offshore - PMSG-MS | nacelle | 2025 | Germany | aluminium | none | mass | 0.3 | t | MW | none | none | none | literature_id: 32 | MG_MC_RE_Tchnologies
use phase - electricity infrastructure | Generation - Wind Offshore - PMSG-MS | nacelle | 2025 | Germany | copper | none | mass | 0.8 | t | MW | none | none | none | literature_id: 32 | MG_MC_RE_Tchnologies
use phase - electricity infrastructure | Generation - Wind Offshore - PMSG-MS | nacelle | 2025 | Germany | electronic misc. | none | mass | 0.13 | t | MW | none | none | none | literature_id: 32 | MG_MC_RE_Tchnologies
use phase - electricity infrastructure | Generation - Wind Offshore - PMSG-MS | nacelle, permanent magnets | 2025 | Germany | NdFeB | none | mass | 160 | t | MW | none | none | none | literature_id: 32 | MG_MC_RE_Tchnologies
use phase - electricity infrastructure | Generation - Wind Offshore - PMSG-MS | nacelle, permanent magnets | 2025 | Germany | neodymium | none | mass | 40 | t | MW | none | none | none | literature_id: 32 | MG_MC_RE_Tchnologies
use phase - electricity infrastructure | Generation - Wind Offshore - PMSG-MS | nacelle, permanent magnets | 2025 | Germany | dysprosium | none | mass | 3 | t | MW | none | none | none | literature_id: 32 | MG_MC_RE_Tchnologies
use phase - electricity infrastructure | Generation - Wind Offshore - PMSG-MS | nacelle | 2025 | Germany | polymer | none | mass | 0.3 | t | MW | none | none | none | literature_id: 32 | MG_MC_RE_Tchnologies
use phase - electricity infrastructure | Generation - Wind Offshore - PMSG-MS | nacelle | 2025 | Germany | glass fibre reinforced plastic | none | mass | 1 | t | MW | none | none | none | literature_id: 32 | MG_MC_RE_Tchnologies
use phase - electricity infrastructure | Generation - Wind Offshore - PMSG-MS | nacelle | 2025 | Germany | paint | none | mass | 0 | t | MW | none | none | none | literature_id: 32 | MG_MC_RE_Tchnologies
use phase - electricity infrastructure | Generation - Wind Offshore - PMSG-MS | nacelle | 2025 | Germany | epoxy resin | none | mass | 0.1 | t | MW | none | none | none | literature_id: 32 | MG_MC_RE_Tchnologies
use phase - electricity infrastructure | Generation - Wind Offshore - PMSG-MS | nacelle | 2025 | Germany | lubricating oil | none | mass | 0.4 | t | MW | none | none | none | literature_id: 32 | MG_MC_RE_Tchnologies
use phase - electricity infrastructure | Generation - Wind Offshore - PMSG-MS | hybrid tower | 2025 | Germany | low-alloyed steel | none | mass | 71 | t | MW | none | none | none | literature_id: 32 | MG_MC_RE_Tchnologies
use phase - electricity infrastructure | Generation - Wind Offshore - PMSG-MS | hybrid tower | 2025 | Germany | aluminium | none | mass | 0.7 | t | MW | none | none | none | literature_id: 32 | MG_MC_RE_Tchnologies
use phase - electricity infrastructure | Generation - Wind Offshore - PMSG-MS | hybrid tower | 2025 | Germany | copper | none | mass | 0.7 | t | MW | none | none | none | literature_id: 32 | MG_MC_RE_Tchnologies
use phase - electricity infrastructure | Generation - Wind Offshore - PMSG-MS | hybrid tower | 2025 | Germany | electronic misc. | none | mass | 0.8 | t | MW | none | none | none | literature_id: 32 | MG_MC_RE_Tchnologies
use phase - electricity infrastructure | Generation - Wind Offshore - PMSG-MS | monopile | 2025 | Germany | low-alloyed steel | none | mass | 129 | t | MW | none | none | none | literature_id: 32 | MG_MC_RE_Tchnologies
use phase - electricity infrastructure | Generation - Wind Offshore - PMSG-MS | inner-park cabling | 2025 | Germany | low-alloyed steel | none | mass | 0.8 | t | MW | none | none | none | literature_id: 32 | MG_MC_RE_Tchnologies
use phase - electricity infrastructure | Generation - Wind Offshore - PMSG-MS | inner-park cabling | 2025 | Germany | copper | none | mass | 0.9 | t | MW | none | none | none | literature_id: 32 | MG_MC_RE_Tchnologies
use phase - electricity infrastructure | Generation - Wind Offshore - PMSG-MS | inner-park cabling | 2025 | Germany | lead | none | mass | 0.4 | t | MW | none | none | none | literature_id: 32 | MG_MC_RE_Tchnologies
use phase - electricity infrastructure | Generation - Wind Offshore - PMSG-MS | inner-park cabling | 2025 | Germany | polyethylene | none | mass | 0.2 | t | MW | none | none | none | literature_id: 32 | MG_MC_RE_Tchnologies
use phase - electricity infrastructure | Generation - Wind Offshore - PMSG-MS | transformer platform | 2025 | Germany | low-alloyed steel | none | mass | 29.8 | t | MW | none | none | none | literature_id: 32 | MG_MC_RE_Tchnologies
use phase - electricity infrastructure | Generation - Wind Offshore - PMSG-MS | transformer platform | 2025 | Germany | copper | none | mass | 5.4 | t | MW | none | none | none | literature_id: 32 | MG_MC_RE_Tchnologies
use phase - electricity infrastructure | Generation - Wind Offshore - PMSG-MS | transformer platform | 2025 | Germany | concrete | none | mass | 18.9 | t | MW | none | none | none | literature_id: 32 | MG_MC_RE_Tchnologies
use phase - electricity infrastructure | Generation - Wind Offshore - PMSG-MS | rotor | 2030 | Germany | glass fibre | none | mass | 6.6 | t | MW | none | none | none | literature_id: 32 | MG_MC_RE_Tchnologies
use phase - electricity infrastructure | Generation - Wind Offshore - PMSG-MS | rotor | 2030 | Germany | carbon fibre | none | mass | 1.8 | t | MW | none | none | none | literature_id: 32 | MG_MC_RE_Tchnologies
use phase - electricity infrastructure | Generation - Wind Offshore - PMSG-MS | rotor | 2030 | Germany | low-alloyed steel | none | mass | 2.3 | t | MW | none | none | none | literature_id: 32 | MG_MC_RE_Tchnologies
use phase - electricity infrastructure | Generation - Wind Offshore - PMSG-MS | rotor | 2030 | Germany | steel, high-alloyed | none | mass | 2.2 | t | MW | none | none | none | literature_id: 32 | MG_MC_RE_Tchnologies
use phase - electricity infrastructure | Generation - Wind Offshore - PMSG-MS | rotor | 2030 | Germany | cast iron | none | mass | 6.1 | t | MW | none | none | none | literature_id: 32 | MG_MC_RE_Tchnologies
use phase - electricity infrastructure | Generation - Wind Offshore - PMSG-MS | rotor | 2030 | Germany | aluminium | none | mass | 0.021 | t | MW | none | none | none | literature_id: 32 | MG_MC_RE_Tchnologies
use phase - electricity infrastructure | Generation - Wind Offshore - PMSG-MS | rotor | 2030 | Germany | copper | none | mass | 0.018 | t | MW | none | none | none | literature_id: 32 | MG_MC_RE_Tchnologies
use phase - electricity infrastructure | Generation - Wind Offshore - PMSG-MS | rotor | 2030 | Germany | polymer | none | mass | 0.4 | t | MW | none | none | none | literature_id: 32 | MG_MC_RE_Tchnologies
use phase - electricity infrastructure | Generation - Wind Offshore - PMSG-MS | rotor | 2030 | Germany | glass fibre reinforced plastic | none | mass | 0.2 | t | MW | none | none | none | literature_id: 32 | MG_MC_RE_Tchnologies
use phase - electricity infrastructure | Generation - Wind Offshore - PMSG-MS | rotor | 2030 | Germany | epoxy resin | none | mass | 3 | t | MW | none | none | none | literature_id: 32 | MG_MC_RE_Tchnologies
use phase - electricity infrastructure | Generation - Wind Offshore - PMSG-MS | rotor | 2030 | Germany | paint | none | mass | 0.2 | t | MW | none | none | none | literature_id: 32 | MG_MC_RE_Tchnologies
use phase - electricity infrastructure | Generation - Wind Offshore - PMSG-MS | rotor | 2030 | Germany | balsa wood | none | mass | 0.1 | t | MW | none | none | none | literature_id: 32 | MG_MC_RE_Tchnologies
use phase - electricity infrastructure | Generation - Wind Offshore - PMSG-MS | rotor | 2030 | Germany | adhesive | none | mass | 1 | t | MW | none | none | none | literature_id: 32 | MG_MC_RE_Tchnologies
use phase - electricity infrastructure | Generation - Wind Offshore - PMSG-MS | rotor | 2030 | Germany | lubricating oil | none | mass | 0.02 | t | MW | none | none | none | literature_id: 32 | MG_MC_RE_Tchnologies
use phase - electricity infrastructure | Generation - Wind Offshore - PMSG-MS | nacelle | 2030 | Germany | low-alloyed steel | none | mass | 4.2 | t | MW | none | none | none | literature_id: 32 | MG_MC_RE_Tchnologies
use phase - electricity infrastructure | Generation - Wind Offshore - PMSG-MS | nacelle | 2030 | Germany | steel, high-alloyed | none | mass | 16.1 | t | MW | none | none | none | literature_id: 32 | MG_MC_RE_Tchnologies
use phase - electricity infrastructure | Generation - Wind Offshore - PMSG-MS | nacelle | 2030 | Germany | cast iron | none | mass | 17 | t | MW | none | none | none | literature_id: 32 | MG_MC_RE_Tchnologies
use phase - electricity infrastructure | Generation - Wind Offshore - PMSG-MS | nacelle | 2030 | Germany | aluminium | none | mass | 0.4 | t | MW | none | none | none | literature_id: 32 | MG_MC_RE_Tchnologies
use phase - electricity infrastructure | Generation - Wind Offshore - PMSG-MS | nacelle | 2030 | Germany | copper | none | mass | 0.9 | t | MW | none | none | none | literature_id: 32 | MG_MC_RE_Tchnologies
use phase - electricity infrastructure | Generation - Wind Offshore - PMSG-MS | nacelle | 2030 | Germany | electronic misc. | none | mass | 0.15 | t | MW | none | none | none | literature_id: 32 | MG_MC_RE_Tchnologies
use phase - electricity infrastructure | Generation - Wind Offshore - PMSG-MS | nacelle, permanent magnets | 2030 | Germany | NdFeB | none | mass | 160 | t | MW | none | none | none | literature_id: 32 | MG_MC_RE_Tchnologies
use phase - electricity infrastructure | Generation - Wind Offshore - PMSG-MS | nacelle, permanent magnets | 2030 | Germany | neodymium | none | mass | 40 | t | MW | none | none | none | literature_id: 32 | MG_MC_RE_Tchnologies
use phase - electricity infrastructure | Generation - Wind Offshore - PMSG-MS | nacelle, permanent magnets | 2030 | Germany | dysprosium | none | mass | 3 | t | MW | none | none | none | literature_id: 32 | MG_MC_RE_Tchnologies
use phase - electricity infrastructure | Generation - Wind Offshore - PMSG-MS | nacelle | 2030 | Germany | polymer | none | mass | 0.3 | t | MW | none | none | none | literature_id: 32 | MG_MC_RE_Tchnologies
use phase - electricity infrastructure | Generation - Wind Offshore - PMSG-MS | nacelle | 2030 | Germany | glass fibre reinforced plastic | none | mass | 1 | t | MW | none | none | none | literature_id: 32 | MG_MC_RE_Tchnologies
use phase - electricity infrastructure | Generation - Wind Offshore - PMSG-MS | nacelle | 2030 | Germany | paint | none | mass | 0.1 | t | MW | none | none | none | literature_id: 32 | MG_MC_RE_Tchnologies
use phase - electricity infrastructure | Generation - Wind Offshore - PMSG-MS | nacelle | 2030 | Germany | epoxy resin | none | mass | 0.1 | t | MW | none | none | none | literature_id: 32 | MG_MC_RE_Tchnologies
use phase - electricity infrastructure | Generation - Wind Offshore - PMSG-MS | nacelle | 2030 | Germany | lubricating oil | none | mass | 0.5 | t | MW | none | none | none | literature_id: 32 | MG_MC_RE_Tchnologies
use phase - electricity infrastructure | Generation - Wind Offshore - PMSG-MS | hybrid tower | 2030 | Germany | low-alloyed steel | none | mass | 86 | t | MW | none | none | none | literature_id: 32 | MG_MC_RE_Tchnologies
use phase - electricity infrastructure | Generation - Wind Offshore - PMSG-MS | hybrid tower | 2030 | Germany | aluminium | none | mass | 0.8 | t | MW | none | none | none | literature_id: 32 | MG_MC_RE_Tchnologies
use phase - electricity infrastructure | Generation - Wind Offshore - PMSG-MS | hybrid tower | 2030 | Germany | copper | none | mass | 0.8 | t | MW | none | none | none | literature_id: 32 | MG_MC_RE_Tchnologies
use phase - electricity infrastructure | Generation - Wind Offshore - PMSG-MS | hybrid tower | 2030 | Germany | electronic misc. | none | mass | 0.9 | t | MW | none | none | none | literature_id: 32 | MG_MC_RE_Tchnologies
use phase - electricity infrastructure | Generation - Wind Offshore - PMSG-MS | monopile | 2030 | Germany | low-alloyed steel | none | mass | 107 | t | MW | none | none | none | literature_id: 32 | MG_MC_RE_Tchnologies
use phase - electricity infrastructure | Generation - Wind Offshore - PMSG-MS | inner-park cabling | 2030 | Germany | low-alloyed steel | none | mass | 0.7 | t | MW | none | none | none | literature_id: 32 | MG_MC_RE_Tchnologies
use phase - electricity infrastructure | Generation - Wind Offshore - PMSG-MS | inner-park cabling | 2030 | Germany | copper | none | mass | 0.8 | t | MW | none | none | none | literature_id: 32 | MG_MC_RE_Tchnologies
use phase - electricity infrastructure | Generation - Wind Offshore - PMSG-MS | inner-park cabling | 2030 | Germany | lead | none | mass | 0.4 | t | MW | none | none | none | literature_id: 32 | MG_MC_RE_Tchnologies
use phase - electricity infrastructure | Generation - Wind Offshore - PMSG-MS | inner-park cabling | 2030 | Germany | polyethylene | none | mass | 0.2 | t | MW | none | none | none | literature_id: 32 | MG_MC_RE_Tchnologies
use phase - electricity infrastructure | Generation - Wind Offshore - PMSG-MS | transformer platform | 2030 | Germany | low-alloyed steel | none | mass | 29.8 | t | MW | none | none | none | literature_id: 32 | MG_MC_RE_Tchnologies
use phase - electricity infrastructure | Generation - Wind Offshore - PMSG-MS | transformer platform | 2030 | Germany | copper | none | mass | 5.4 | t | MW | none | none | none | literature_id: 32 | MG_MC_RE_Tchnologies
use phase - electricity infrastructure | Generation - Wind Offshore - PMSG-MS | transformer platform | 2030 | Germany | concrete | none | mass | 18.9 | t | MW | none | none | none | literature_id: 32 | MG_MC_RE_Tchnologies
use phase - electricity infrastructure | Generation - Wind Offshore - PMSG-MS | rotor | 2035 | Germany | glass fibre | none | mass | 7.2 | t | MW | none | none | none | literature_id: 32 | MG_MC_RE_Tchnologies
use phase - electricity infrastructure | Generation - Wind Offshore - PMSG-MS | rotor | 2035 | Germany | carbon fibre | none | mass | 2.2 | t | MW | none | none | none | literature_id: 32 | MG_MC_RE_Tchnologies
use phase - electricity infrastructure | Generation - Wind Offshore - PMSG-MS | rotor | 2035 | Germany | low-alloyed steel | none | mass | 2.5 | t | MW | none | none | none | literature_id: 32 | MG_MC_RE_Tchnologies
use phase - electricity infrastructure | Generation - Wind Offshore - PMSG-MS | rotor | 2035 | Germany | steel, high-alloyed | none | mass | 2.4 | t | MW | none | none | none | literature_id: 32 | MG_MC_RE_Tchnologies
use phase - electricity infrastructure | Generation - Wind Offshore - PMSG-MS | rotor | 2035 | Germany | cast iron | none | mass | 6.7 | t | MW | none | none | none | literature_id: 32 | MG_MC_RE_Tchnologies
use phase - electricity infrastructure | Generation - Wind Offshore - PMSG-MS | rotor | 2035 | Germany | aluminium | none | mass | 0.023 | t | MW | none | none | none | literature_id: 32 | MG_MC_RE_Tchnologies
use phase - electricity infrastructure | Generation - Wind Offshore - PMSG-MS | rotor | 2035 | Germany | copper | none | mass | 0.02 | t | MW | none | none | none | literature_id: 32 | MG_MC_RE_Tchnologies
use phase - electricity infrastructure | Generation - Wind Offshore - PMSG-MS | rotor | 2035 | Germany | polymer | none | mass | 0.4 | t | MW | none | none | none | literature_id: 32 | MG_MC_RE_Tchnologies
use phase - electricity infrastructure | Generation - Wind Offshore - PMSG-MS | rotor | 2035 | Germany | glass fibre reinforced plastic | none | mass | 0.2 | t | MW | none | none | none | literature_id: 32 | MG_MC_RE_Tchnologies
use phase - electricity infrastructure | Generation - Wind Offshore - PMSG-MS | rotor | 2035 | Germany | epoxy resin | none | mass | 3 | t | MW | none | none | none | literature_id: 32 | MG_MC_RE_Tchnologies
use phase - electricity infrastructure | Generation - Wind Offshore - PMSG-MS | rotor | 2035 | Germany | paint | none | mass | 0.2 | t | MW | none | none | none | literature_id: 32 | MG_MC_RE_Tchnologies
use phase - electricity infrastructure | Generation - Wind Offshore - PMSG-MS | rotor | 2035 | Germany | balsa wood | none | mass | 0.2 | t | MW | none | none | none | literature_id: 32 | MG_MC_RE_Tchnologies
use phase - electricity infrastructure | Generation - Wind Offshore - PMSG-MS | rotor | 2035 | Germany | adhesive | none | mass | 1 | t | MW | none | none | none | literature_id: 32 | MG_MC_RE_Tchnologies
use phase - electricity infrastructure | Generation - Wind Offshore - PMSG-MS | rotor | 2035 | Germany | lubricating oil | none | mass | 0.02 | t | MW | none | none | none | literature_id: 32 | MG_MC_RE_Tchnologies
use phase - electricity infrastructure | Generation - Wind Offshore - PMSG-MS | nacelle | 2035 | Germany | low-alloyed steel | none | mass | 4.5 | t | MW | none | none | none | literature_id: 32 | MG_MC_RE_Tchnologies
use phase - electricity infrastructure | Generation - Wind Offshore - PMSG-MS | nacelle | 2035 | Germany | steel, high-alloyed | none | mass | 17.2 | t | MW | none | none | none | literature_id: 32 | MG_MC_RE_Tchnologies
use phase - electricity infrastructure | Generation - Wind Offshore - PMSG-MS | nacelle | 2035 | Germany | cast iron | none | mass | 18.1 | t | MW | none | none | none | literature_id: 32 | MG_MC_RE_Tchnologies
use phase - electricity infrastructure | Generation - Wind Offshore - PMSG-MS | nacelle | 2035 | Germany | aluminium | none | mass | 0.4 | t | MW | none | none | none | literature_id: 32 | MG_MC_RE_Tchnologies
use phase - electricity infrastructure | Generation - Wind Offshore - PMSG-MS | nacelle | 2035 | Germany | copper | none | mass | 0.9 | t | MW | none | none | none | literature_id: 32 | MG_MC_RE_Tchnologies
use phase - electricity infrastructure | Generation - Wind Offshore - PMSG-MS | nacelle | 2035 | Germany | electronic misc. | none | mass | 0.15 | t | MW | none | none | none | literature_id: 32 | MG_MC_RE_Tchnologies
use phase - electricity infrastructure | Generation - Wind Offshore - PMSG-MS | nacelle, permanent magnets | 2035 | Germany | NdFeB | none | mass | 160 | t | MW | none | none | none | literature_id: 32 | MG_MC_RE_Tchnologies
use phase - electricity infrastructure | Generation - Wind Offshore - PMSG-MS | nacelle, permanent magnets | 2035 | Germany | neodymium | none | mass | 40 | t | MW | none | none | none | literature_id: 32 | MG_MC_RE_Tchnologies
use phase - electricity infrastructure | Generation - Wind Offshore - PMSG-MS | nacelle, permanent magnets | 2035 | Germany | dysprosium | none | mass | 3 | t | MW | none | none | none | literature_id: 32 | MG_MC_RE_Tchnologies
use phase - electricity infrastructure | Generation - Wind Offshore - PMSG-MS | nacelle | 2035 | Germany | polymer | none | mass | 0.3 | t | MW | none | none | none | literature_id: 32 | MG_MC_RE_Tchnologies
use phase - electricity infrastructure | Generation - Wind Offshore - PMSG-MS | nacelle | 2035 | Germany | glass fibre reinforced plastic | none | mass | 2 | t | MW | none | none | none | literature_id: 32 | MG_MC_RE_Tchnologies
use phase - electricity infrastructure | Generation - Wind Offshore - PMSG-MS | nacelle | 2035 | Germany | paint | none | mass | 0.1 | t | MW | none | none | none | literature_id: 32 | MG_MC_RE_Tchnologies
use phase - electricity infrastructure | Generation - Wind Offshore - PMSG-MS | nacelle | 2035 | Germany | epoxy resin | none | mass | 0.1 | t | MW | none | none | none | literature_id: 32 | MG_MC_RE_Tchnologies
use phase - electricity infrastructure | Generation - Wind Offshore - PMSG-MS | nacelle | 2035 | Germany | lubricating oil | none | mass | 0.5 | t | MW | none | none | none | literature_id: 32 | MG_MC_RE_Tchnologies
use phase - electricity infrastructure | Generation - Wind Offshore - PMSG-MS | hybrid tower | 2035 | Germany | low-alloyed steel | none | mass | 77 | t | MW | none | none | none | literature_id: 32 | MG_MC_RE_Tchnologies
use phase - electricity infrastructure | Generation - Wind Offshore - PMSG-MS | hybrid tower | 2035 | Germany | aluminium | none | mass | 0.9 | t | MW | none | none | none | literature_id: 32 | MG_MC_RE_Tchnologies
use phase - electricity infrastructure | Generation - Wind Offshore - PMSG-MS | hybrid tower | 2035 | Germany | copper | none | mass | 0.9 | t | MW | none | none | none | literature_id: 32 | MG_MC_RE_Tchnologies
use phase - electricity infrastructure | Generation - Wind Offshore - PMSG-MS | hybrid tower | 2035 | Germany | electronic misc. | none | mass | 1 | t | MW | none | none | none | literature_id: 32 | MG_MC_RE_Tchnologies
use phase - electricity infrastructure | Generation - Wind Offshore - PMSG-MS | monopile | 2035 | Germany | low-alloyed steel | none | mass | 118 | t | MW | none | none | none | literature_id: 32 | MG_MC_RE_Tchnologies
use phase - electricity infrastructure | Generation - Wind Offshore - PMSG-MS | inner-park cabling | 2035 | Germany | low-alloyed steel | none | mass | 0.6 | t | MW | none | none | none | literature_id: 32 | MG_MC_RE_Tchnologies
use phase - electricity infrastructure | Generation - Wind Offshore - PMSG-MS | inner-park cabling | 2035 | Germany | copper | none | mass | 0.7 | t | MW | none | none | none | literature_id: 32 | MG_MC_RE_Tchnologies
use phase - electricity infrastructure | Generation - Wind Offshore - PMSG-MS | inner-park cabling | 2035 | Germany | lead | none | mass | 0.3 | t | MW | none | none | none | literature_id: 32 | MG_MC_RE_Tchnologies
use phase - electricity infrastructure | Generation - Wind Offshore - PMSG-MS | inner-park cabling | 2035 | Germany | polyethylene | none | mass | 0.2 | t | MW | none | none | none | literature_id: 32 | MG_MC_RE_Tchnologies
use phase - electricity infrastructure | Generation - Wind Offshore - PMSG-MS | transformer platform | 2035 | Germany | low-alloyed steel | none | mass | 29.8 | t | MW | none | none | none | literature_id: 32 | MG_MC_RE_Tchnologies
use phase - electricity infrastructure | Generation - Wind Offshore - PMSG-MS | transformer platform | 2035 | Germany | copper | none | mass | 5.4 | t | MW | none | none | none | literature_id: 32 | MG_MC_RE_Tchnologies
use phase - electricity infrastructure | Generation - Wind Offshore - PMSG-MS | transformer platform | 2035 | Germany | concrete | none | mass | 18.9 | t | MW | none | none | none | literature_id: 32 | MG_MC_RE_Tchnologies
use phase - electricity infrastructure | Generation - Wind Offshore - PMSG-MS | rotor | 2040 | Germany | glass fibre | none | mass | 8.8 | t | MW | none | none | none | literature_id: 32 | MG_MC_RE_Tchnologies
use phase - electricity infrastructure | Generation - Wind Offshore - PMSG-MS | rotor | 2040 | Germany | carbon fibre | none | mass | 2.2 | t | MW | none | none | none | literature_id: 32 | MG_MC_RE_Tchnologies
use phase - electricity infrastructure | Generation - Wind Offshore - PMSG-MS | rotor | 2040 | Germany | low-alloyed steel | none | mass | 3.1 | t | MW | none | none | none | literature_id: 32 | MG_MC_RE_Tchnologies
use phase - electricity infrastructure | Generation - Wind Offshore - PMSG-MS | rotor | 2040 | Germany | steel, high-alloyed | none | mass | 3 | t | MW | none | none | none | literature_id: 32 | MG_MC_RE_Tchnologies
use phase - electricity infrastructure | Generation - Wind Offshore - PMSG-MS | rotor | 2040 | Germany | cast iron | none | mass | 8.1 | t | MW | none | none | none | literature_id: 32 | MG_MC_RE_Tchnologies
use phase - electricity infrastructure | Generation - Wind Offshore - PMSG-MS | rotor | 2040 | Germany | aluminium | none | mass | 0.028 | t | MW | none | none | none | literature_id: 32 | MG_MC_RE_Tchnologies
use phase - electricity infrastructure | Generation - Wind Offshore - PMSG-MS | rotor | 2040 | Germany | copper | none | mass | 0.024 | t | MW | none | none | none | literature_id: 32 | MG_MC_RE_Tchnologies
use phase - electricity infrastructure | Generation - Wind Offshore - PMSG-MS | rotor | 2040 | Germany | polymer | none | mass | 0.5 | t | MW | none | none | none | literature_id: 32 | MG_MC_RE_Tchnologies
use phase - electricity infrastructure | Generation - Wind Offshore - PMSG-MS | rotor | 2040 | Germany | glass fibre reinforced plastic | none | mass | 0.2 | t | MW | none | none | none | literature_id: 32 | MG_MC_RE_Tchnologies
use phase - electricity infrastructure | Generation - Wind Offshore - PMSG-MS | rotor | 2040 | Germany | epoxy resin | none | mass | 4 | t | MW | none | none | none | literature_id: 32 | MG_MC_RE_Tchnologies
use phase - electricity infrastructure | Generation - Wind Offshore - PMSG-MS | rotor | 2040 | Germany | paint | none | mass | 0.2 | t | MW | none | none | none | literature_id: 32 | MG_MC_RE_Tchnologies
use phase - electricity infrastructure | Generation - Wind Offshore - PMSG-MS | rotor | 2040 | Germany | balsa wood | none | mass | 0.2 | t | MW | none | none | none | literature_id: 32 | MG_MC_RE_Tchnologies
use phase - electricity infrastructure | Generation - Wind Offshore - PMSG-MS | rotor | 2040 | Germany | adhesive | none | mass | 1 | t | MW | none | none | none | literature_id: 32 | MG_MC_RE_Tchnologies
use phase - electricity infrastructure | Generation - Wind Offshore - PMSG-MS | rotor | 2040 | Germany | lubricating oil | none | mass | 0.02 | t | MW | none | none | none | literature_id: 32 | MG_MC_RE_Tchnologies
use phase - electricity infrastructure | Generation - Wind Offshore - PMSG-MS | nacelle | 2040 | Germany | low-alloyed steel | none | mass | 5.3 | t | MW | none | none | none | literature_id: 32 | MG_MC_RE_Tchnologies
use phase - electricity infrastructure | Generation - Wind Offshore - PMSG-MS | nacelle | 2040 | Germany | steel, high-alloyed | none | mass | 20.1 | t | MW | none | none | none | literature_id: 32 | MG_MC_RE_Tchnologies
use phase - electricity infrastructure | Generation - Wind Offshore - PMSG-MS | nacelle | 2040 | Germany | cast iron | none | mass | 21.3 | t | MW | none | none | none | literature_id: 32 | MG_MC_RE_Tchnologies
use phase - electricity infrastructure | Generation - Wind Offshore - PMSG-MS | nacelle | 2040 | Germany | aluminium | none | mass | 0.4 | t | MW | none | none | none | literature_id: 32 | MG_MC_RE_Tchnologies
use phase - electricity infrastructure | Generation - Wind Offshore - PMSG-MS | nacelle | 2040 | Germany | copper | none | mass | 1.1 | t | MW | none | none | none | literature_id: 32 | MG_MC_RE_Tchnologies
use phase - electricity infrastructure | Generation - Wind Offshore - PMSG-MS | nacelle | 2040 | Germany | electronic misc. | none | mass | 0.18 | t | MW | none | none | none | literature_id: 32 | MG_MC_RE_Tchnologies
use phase - electricity infrastructure | Generation - Wind Offshore - PMSG-MS | nacelle, permanent magnets | 2040 | Germany | NdFeB | none | mass | 160 | t | MW | none | none | none | literature_id: 32 | MG_MC_RE_Tchnologies
use phase - electricity infrastructure | Generation - Wind Offshore - PMSG-MS | nacelle, permanent magnets | 2040 | Germany | neodymium | none | mass | 40 | t | MW | none | none | none | literature_id: 32 | MG_MC_RE_Tchnologies
use phase - electricity infrastructure | Generation - Wind Offshore - PMSG-MS | nacelle, permanent magnets | 2040 | Germany | dysprosium | none | mass | 3 | t | MW | none | none | none | literature_id: 32 | MG_MC_RE_Tchnologies
use phase - electricity infrastructure | Generation - Wind Offshore - PMSG-MS | nacelle | 2040 | Germany | polymer | none | mass | 0.4 | t | MW | none | none | none | literature_id: 32 | MG_MC_RE_Tchnologies
use phase - electricity infrastructure | Generation - Wind Offshore - PMSG-MS | nacelle | 2040 | Germany | glass fibre reinforced plastic | none | mass | 2 | t | MW | none | none | none | literature_id: 32 | MG_MC_RE_Tchnologies
use phase - electricity infrastructure | Generation - Wind Offshore - PMSG-MS | nacelle | 2040 | Germany | paint | none | mass | 0.1 | t | MW | none | none | none | literature_id: 32 | MG_MC_RE_Tchnologies
use phase - electricity infrastructure | Generation - Wind Offshore - PMSG-MS | nacelle | 2040 | Germany | epoxy resin | none | mass | 0.1 | t | MW | none | none | none | literature_id: 32 | MG_MC_RE_Tchnologies
use phase - electricity infrastructure | Generation - Wind Offshore - PMSG-MS | nacelle | 2040 | Germany | lubricating oil | none | mass | 0.6 | t | MW | none | none | none | literature_id: 32 | MG_MC_RE_Tchnologies
use phase - electricity infrastructure | Generation - Wind Offshore - PMSG-MS | hybrid tower | 2040 | Germany | low-alloyed steel | none | mass | 95 | t | MW | none | none | none | literature_id: 32 | MG_MC_RE_Tchnologies
use phase - electricity infrastructure | Generation - Wind Offshore - PMSG-MS | hybrid tower | 2040 | Germany | aluminium | none | mass | 1.2 | t | MW | none | none | none | literature_id: 32 | MG_MC_RE_Tchnologies
use phase - electricity infrastructure | Generation - Wind Offshore - PMSG-MS | hybrid tower | 2040 | Germany | copper | none | mass | 1.1 | t | MW | none | none | none | literature_id: 32 | MG_MC_RE_Tchnologies
use phase - electricity infrastructure | Generation - Wind Offshore - PMSG-MS | hybrid tower | 2040 | Germany | electronic misc. | none | mass | 1.3 | t | MW | none | none | none | literature_id: 32 | MG_MC_RE_Tchnologies
use phase - electricity infrastructure | Generation - Wind Offshore - PMSG-MS | monopile | 2040 | Germany | low-alloyed steel | none | mass | 143 | t | MW | none | none | none | literature_id: 32 | MG_MC_RE_Tchnologies
use phase - electricity infrastructure | Generation - Wind Offshore - PMSG-MS | inner-park cabling | 2040 | Germany | low-alloyed steel | none | mass | 0.5 | t | MW | none | none | none | literature_id: 32 | MG_MC_RE_Tchnologies
use phase - electricity infrastructure | Generation - Wind Offshore - PMSG-MS | inner-park cabling | 2040 | Germany | copper | none | mass | 0.6 | t | MW | none | none | none | literature_id: 32 | MG_MC_RE_Tchnologies
use phase - electricity infrastructure | Generation - Wind Offshore - PMSG-MS | inner-park cabling | 2040 | Germany | lead | none | mass | 0.3 | t | MW | none | none | none | literature_id: 32 | MG_MC_RE_Tchnologies
use phase - electricity infrastructure | Generation - Wind Offshore - PMSG-MS | inner-park cabling | 2040 | Germany | polyethylene | none | mass | 0.1 | t | MW | none | none | none | literature_id: 32 | MG_MC_RE_Tchnologies
use phase - electricity infrastructure | Generation - Wind Offshore - PMSG-MS | transformer platform | 2040 | Germany | low-alloyed steel | none | mass | 29.8 | t | MW | none | none | none | literature_id: 32 | MG_MC_RE_Tchnologies
use phase - electricity infrastructure | Generation - Wind Offshore - PMSG-MS | transformer platform | 2040 | Germany | copper | none | mass | 5.4 | t | MW | none | none | none | literature_id: 32 | MG_MC_RE_Tchnologies
use phase - electricity infrastructure | Generation - Wind Offshore - PMSG-MS | transformer platform | 2040 | Germany | concrete | none | mass | 18.9 | t | MW | none | none | none | literature_id: 32 | MG_MC_RE_Tchnologies
use phase - electricity infrastructure | Generation - Wind Offshore - PMSG-MS | rotor | 2045 | Germany | glass fibre | none | mass | 8.8 | t | MW | none | none | none | literature_id: 32 | MG_MC_RE_Tchnologies
use phase - electricity infrastructure | Generation - Wind Offshore - PMSG-MS | rotor | 2045 | Germany | carbon fibre | none | mass | 2.2 | t | MW | none | none | none | literature_id: 32 | MG_MC_RE_Tchnologies
use phase - electricity infrastructure | Generation - Wind Offshore - PMSG-MS | rotor | 2045 | Germany | low-alloyed steel | none | mass | 3.1 | t | MW | none | none | none | literature_id: 32 | MG_MC_RE_Tchnologies
use phase - electricity infrastructure | Generation - Wind Offshore - PMSG-MS | rotor | 2045 | Germany | steel, high-alloyed | none | mass | 3 | t | MW | none | none | none | literature_id: 32 | MG_MC_RE_Tchnologies
use phase - electricity infrastructure | Generation - Wind Offshore - PMSG-MS | rotor | 2045 | Germany | cast iron | none | mass | 8.1 | t | MW | none | none | none | literature_id: 32 | MG_MC_RE_Tchnologies
use phase - electricity infrastructure | Generation - Wind Offshore - PMSG-MS | rotor | 2045 | Germany | aluminium | none | mass | 0.028 | t | MW | none | none | none | literature_id: 32 | MG_MC_RE_Tchnologies
use phase - electricity infrastructure | Generation - Wind Offshore - PMSG-MS | rotor | 2045 | Germany | copper | none | mass | 0.024 | t | MW | none | none | none | literature_id: 32 | MG_MC_RE_Tchnologies
use phase - electricity infrastructure | Generation - Wind Offshore - PMSG-MS | rotor | 2045 | Germany | polymer | none | mass | 0.5 | t | MW | none | none | none | literature_id: 32 | MG_MC_RE_Tchnologies
use phase - electricity infrastructure | Generation - Wind Offshore - PMSG-MS | rotor | 2045 | Germany | glass fibre reinforced plastic | none | mass | 0.2 | t | MW | none | none | none | literature_id: 32 | MG_MC_RE_Tchnologies
use phase - electricity infrastructure | Generation - Wind Offshore - PMSG-MS | rotor | 2045 | Germany | epoxy resin | none | mass | 4 | t | MW | none | none | none | literature_id: 32 | MG_MC_RE_Tchnologies
use phase - electricity infrastructure | Generation - Wind Offshore - PMSG-MS | rotor | 2045 | Germany | paint | none | mass | 0.2 | t | MW | none | none | none | literature_id: 32 | MG_MC_RE_Tchnologies
use phase - electricity infrastructure | Generation - Wind Offshore - PMSG-MS | rotor | 2045 | Germany | balsa wood | none | mass | 0.2 | t | MW | none | none | none | literature_id: 32 | MG_MC_RE_Tchnologies
use phase - electricity infrastructure | Generation - Wind Offshore - PMSG-MS | rotor | 2045 | Germany | adhesive | none | mass | 1 | t | MW | none | none | none | literature_id: 32 | MG_MC_RE_Tchnologies
use phase - electricity infrastructure | Generation - Wind Offshore - PMSG-MS | rotor | 2045 | Germany | lubricating oil | none | mass | 0.02 | t | MW | none | none | none | literature_id: 32 | MG_MC_RE_Tchnologies
use phase - electricity infrastructure | Generation - Wind Offshore - PMSG-MS | nacelle | 2045 | Germany | low-alloyed steel | none | mass | 5.3 | t | MW | none | none | none | literature_id: 32 | MG_MC_RE_Tchnologies
use phase - electricity infrastructure | Generation - Wind Offshore - PMSG-MS | nacelle | 2045 | Germany | steel, high-alloyed | none | mass | 20.1 | t | MW | none | none | none | literature_id: 32 | MG_MC_RE_Tchnologies
use phase - electricity infrastructure | Generation - Wind Offshore - PMSG-MS | nacelle | 2045 | Germany | cast iron | none | mass | 21.3 | t | MW | none | none | none | literature_id: 32 | MG_MC_RE_Tchnologies
use phase - electricity infrastructure | Generation - Wind Offshore - PMSG-MS | nacelle | 2045 | Germany | aluminium | none | mass | 0.4 | t | MW | none | none | none | literature_id: 32 | MG_MC_RE_Tchnologies
use phase - electricity infrastructure | Generation - Wind Offshore - PMSG-MS | nacelle | 2045 | Germany | copper | none | mass | 1.1 | t | MW | none | none | none | literature_id: 32 | MG_MC_RE_Tchnologies
use phase - electricity infrastructure | Generation - Wind Offshore - PMSG-MS | nacelle | 2045 | Germany | electronic misc. | none | mass | 0.18 | t | MW | none | none | none | literature_id: 32 | MG_MC_RE_Tchnologies
use phase - electricity infrastructure | Generation - Wind Offshore - PMSG-MS | nacelle, permanent magnets | 2045 | Germany | NdFeB | none | mass | 160 | t | MW | none | none | none | literature_id: 32 | MG_MC_RE_Tchnologies
use phase - electricity infrastructure | Generation - Wind Offshore - PMSG-MS | nacelle, permanent magnets | 2045 | Germany | neodymium | none | mass | 40 | t | MW | none | none | none | literature_id: 32 | MG_MC_RE_Tchnologies
use phase - electricity infrastructure | Generation - Wind Offshore - PMSG-MS | nacelle, permanent magnets | 2045 | Germany | dysprosium | none | mass | 3 | t | MW | none | none | none | literature_id: 32 | MG_MC_RE_Tchnologies
use phase - electricity infrastructure | Generation - Wind Offshore - PMSG-MS | nacelle | 2045 | Germany | polymer | none | mass | 0.4 | t | MW | none | none | none | literature_id: 32 | MG_MC_RE_Tchnologies
use phase - electricity infrastructure | Generation - Wind Offshore - PMSG-MS | nacelle | 2045 | Germany | glass fibre reinforced plastic | none | mass | 2 | t | MW | none | none | none | literature_id: 32 | MG_MC_RE_Tchnologies
use phase - electricity infrastructure | Generation - Wind Offshore - PMSG-MS | nacelle | 2045 | Germany | paint | none | mass | 0.1 | t | MW | none | none | none | literature_id: 32 | MG_MC_RE_Tchnologies
use phase - electricity infrastructure | Generation - Wind Offshore - PMSG-MS | nacelle | 2045 | Germany | epoxy resin | none | mass | 0.1 | t | MW | none | none | none | literature_id: 32 | MG_MC_RE_Tchnologies
use phase - electricity infrastructure | Generation - Wind Offshore - PMSG-MS | nacelle | 2045 | Germany | lubricating oil | none | mass | 0.6 | t | MW | none | none | none | literature_id: 32 | MG_MC_RE_Tchnologies
use phase - electricity infrastructure | Generation - Wind Offshore - PMSG-MS | hybrid tower | 2045 | Germany | low-alloyed steel | none | mass | 95 | t | MW | none | none | none | literature_id: 32 | MG_MC_RE_Tchnologies
use phase - electricity infrastructure | Generation - Wind Offshore - PMSG-MS | hybrid tower | 2045 | Germany | aluminium | none | mass | 1.2 | t | MW | none | none | none | literature_id: 32 | MG_MC_RE_Tchnologies
use phase - electricity infrastructure | Generation - Wind Offshore - PMSG-MS | hybrid tower | 2045 | Germany | copper | none | mass | 1.1 | t | MW | none | none | none | literature_id: 32 | MG_MC_RE_Tchnologies
use phase - electricity infrastructure | Generation - Wind Offshore - PMSG-MS | hybrid tower | 2045 | Germany | electronic misc. | none | mass | 1.3 | t | MW | none | none | none | literature_id: 32 | MG_MC_RE_Tchnologies
use phase - electricity infrastructure | Generation - Wind Offshore - PMSG-MS | monopile | 2045 | Germany | low-alloyed steel | none | mass | 143 | t | MW | none | none | none | literature_id: 32 | MG_MC_RE_Tchnologies
use phase - electricity infrastructure | Generation - Wind Offshore - PMSG-MS | inner-park cabling | 2045 | Germany | low-alloyed steel | none | mass | 0.5 | t | MW | none | none | none | literature_id: 32 | MG_MC_RE_Tchnologies
use phase - electricity infrastructure | Generation - Wind Offshore - PMSG-MS | inner-park cabling | 2045 | Germany | copper | none | mass | 0.6 | t | MW | none | none | none | literature_id: 32 | MG_MC_RE_Tchnologies
use phase - electricity infrastructure | Generation - Wind Offshore - PMSG-MS | inner-park cabling | 2045 | Germany | lead | none | mass | 0.3 | t | MW | none | none | none | literature_id: 32 | MG_MC_RE_Tchnologies
use phase - electricity infrastructure | Generation - Wind Offshore - PMSG-MS | inner-park cabling | 2045 | Germany | polyethylene | none | mass | 0.1 | t | MW | none | none | none | literature_id: 32 | MG_MC_RE_Tchnologies
use phase - electricity infrastructure | Generation - Wind Offshore - PMSG-MS | transformer platform | 2045 | Germany | low-alloyed steel | none | mass | 29.8 | t | MW | none | none | none | literature_id: 32 | MG_MC_RE_Tchnologies
use phase - electricity infrastructure | Generation - Wind Offshore - PMSG-MS | transformer platform | 2045 | Germany | copper | none | mass | 5.4 | t | MW | none | none | none | literature_id: 32 | MG_MC_RE_Tchnologies
use phase - electricity infrastructure | Generation - Wind Offshore - PMSG-MS | transformer platform | 2045 | Germany | concrete | none | mass | 18.9 | t | MW | none | none | none | literature_id: 32 | MG_MC_RE_Tchnologies
use phase - electricity infrastructure | Generation - Wind Offshore - PMSG-MS | rotor | 2050 | Germany | glass fibre | none | mass | 8.8 | t | MW | none | none | none | literature_id: 32 | MG_MC_RE_Tchnologies
use phase - electricity infrastructure | Generation - Wind Offshore - PMSG-MS | rotor | 2050 | Germany | carbon fibre | none | mass | 2.2 | t | MW | none | none | none | literature_id: 32 | MG_MC_RE_Tchnologies
use phase - electricity infrastructure | Generation - Wind Offshore - PMSG-MS | rotor | 2050 | Germany | low-alloyed steel | none | mass | 3.1 | t | MW | none | none | none | literature_id: 32 | MG_MC_RE_Tchnologies
use phase - electricity infrastructure | Generation - Wind Offshore - PMSG-MS | rotor | 2050 | Germany | steel, high-alloyed | none | mass | 3 | t | MW | none | none | none | literature_id: 32 | MG_MC_RE_Tchnologies
use phase - electricity infrastructure | Generation - Wind Offshore - PMSG-MS | rotor | 2050 | Germany | cast iron | none | mass | 8.1 | t | MW | none | none | none | literature_id: 32 | MG_MC_RE_Tchnologies
use phase - electricity infrastructure | Generation - Wind Offshore - PMSG-MS | rotor | 2050 | Germany | aluminium | none | mass | 0.028 | t | MW | none | none | none | literature_id: 32 | MG_MC_RE_Tchnologies
use phase - electricity infrastructure | Generation - Wind Offshore - PMSG-MS | rotor | 2050 | Germany | copper | none | mass | 0.024 | t | MW | none | none | none | literature_id: 32 | MG_MC_RE_Tchnologies
use phase - electricity infrastructure | Generation - Wind Offshore - PMSG-MS | rotor | 2050 | Germany | polymer | none | mass | 0.5 | t | MW | none | none | none | literature_id: 32 | MG_MC_RE_Tchnologies
use phase - electricity infrastructure | Generation - Wind Offshore - PMSG-MS | rotor | 2050 | Germany | glass fibre reinforced plastic | none | mass | 0.2 | t | MW | none | none | none | literature_id: 32 | MG_MC_RE_Tchnologies
use phase - electricity infrastructure | Generation - Wind Offshore - PMSG-MS | rotor | 2050 | Germany | epoxy resin | none | mass | 4 | t | MW | none | none | none | literature_id: 32 | MG_MC_RE_Tchnologies
use phase - electricity infrastructure | Generation - Wind Offshore - PMSG-MS | rotor | 2050 | Germany | paint | none | mass | 0.2 | t | MW | none | none | none | literature_id: 32 | MG_MC_RE_Tchnologies
use phase - electricity infrastructure | Generation - Wind Offshore - PMSG-MS | rotor | 2050 | Germany | balsa wood | none | mass | 0.2 | t | MW | none | none | none | literature_id: 32 | MG_MC_RE_Tchnologies
use phase - electricity infrastructure | Generation - Wind Offshore - PMSG-MS | rotor | 2050 | Germany | adhesive | none | mass | 1 | t | MW | none | none | none | literature_id: 32 | MG_MC_RE_Tchnologies
use phase - electricity infrastructure | Generation - Wind Offshore - PMSG-MS | rotor | 2050 | Germany | lubricating oil | none | mass | 0.02 | t | MW | none | none | none | literature_id: 32 | MG_MC_RE_Tchnologies
use phase - electricity infrastructure | Generation - Wind Offshore - PMSG-MS | nacelle | 2050 | Germany | low-alloyed steel | none | mass | 5.3 | t | MW | none | none | none | literature_id: 32 | MG_MC_RE_Tchnologies
use phase - electricity infrastructure | Generation - Wind Offshore - PMSG-MS | nacelle | 2050 | Germany | steel, high-alloyed | none | mass | 20.1 | t | MW | none | none | none | literature_id: 32 | MG_MC_RE_Tchnologies
use phase - electricity infrastructure | Generation - Wind Offshore - PMSG-MS | nacelle | 2050 | Germany | cast iron | none | mass | 21.3 | t | MW | none | none | none | literature_id: 32 | MG_MC_RE_Tchnologies
use phase - electricity infrastructure | Generation - Wind Offshore - PMSG-MS | nacelle | 2050 | Germany | aluminium | none | mass | 0.4 | t | MW | none | none | none | literature_id: 32 | MG_MC_RE_Tchnologies
use phase - electricity infrastructure | Generation - Wind Offshore - PMSG-MS | nacelle | 2050 | Germany | copper | none | mass | 1.1 | t | MW | none | none | none | literature_id: 32 | MG_MC_RE_Tchnologies
use phase - electricity infrastructure | Generation - Wind Offshore - PMSG-MS | nacelle | 2050 | Germany | electronic misc. | none | mass | 0.18 | t | MW | none | none | none | literature_id: 32 | MG_MC_RE_Tchnologies
use phase - electricity infrastructure | Generation - Wind Offshore - PMSG-MS | nacelle, permanent magnets | 2050 | Germany | NdFeB | none | mass | 160 | t | MW | none | none | none | literature_id: 32 | MG_MC_RE_Tchnologies
use phase - electricity infrastructure | Generation - Wind Offshore - PMSG-MS | nacelle, permanent magnets | 2050 | Germany | neodymium | none | mass | 32 | t | MW | none | none | none | literature_id: 32 | MG_MC_RE_Tchnologies
use phase - electricity infrastructure | Generation - Wind Offshore - PMSG-MS | nacelle, permanent magnets | 2050 | Germany | dysprosium | none | mass | 3 | t | MW | none | none | none | literature_id: 32 | MG_MC_RE_Tchnologies
use phase - electricity infrastructure | Generation - Wind Offshore - PMSG-MS | nacelle | 2050 | Germany | polymer | none | mass | 0.4 | t | MW | none | none | none | literature_id: 32 | MG_MC_RE_Tchnologies
use phase - electricity infrastructure | Generation - Wind Offshore - PMSG-MS | nacelle | 2050 | Germany | glass fibre reinforced plastic | none | mass | 2 | t | MW | none | none | none | literature_id: 32 | MG_MC_RE_Tchnologies
use phase - electricity infrastructure | Generation - Wind Offshore - PMSG-MS | nacelle | 2050 | Germany | paint | none | mass | 0.1 | t | MW | none | none | none | literature_id: 32 | MG_MC_RE_Tchnologies
use phase - electricity infrastructure | Generation - Wind Offshore - PMSG-MS | nacelle | 2050 | Germany | epoxy resin | none | mass | 0.1 | t | MW | none | none | none | literature_id: 32 | MG_MC_RE_Tchnologies
use phase - electricity infrastructure | Generation - Wind Offshore - PMSG-MS | nacelle | 2050 | Germany | lubricating oil | none | mass | 0.6 | t | MW | none | none | none | literature_id: 32 | MG_MC_RE_Tchnologies
use phase - electricity infrastructure | Generation - Wind Offshore - PMSG-MS | hybrid tower | 2050 | Germany | low-alloyed steel | none | mass | 95 | t | MW | none | none | none | literature_id: 32 | MG_MC_RE_Tchnologies
use phase - electricity infrastructure | Generation - Wind Offshore - PMSG-MS | hybrid tower | 2050 | Germany | aluminium | none | mass | 1.2 | t | MW | none | none | none | literature_id: 32 | MG_MC_RE_Tchnologies
use phase - electricity infrastructure | Generation - Wind Offshore - PMSG-MS | hybrid tower | 2050 | Germany | copper | none | mass | 1.1 | t | MW | none | none | none | literature_id: 32 | MG_MC_RE_Tchnologies
use phase - electricity infrastructure | Generation - Wind Offshore - PMSG-MS | hybrid tower | 2050 | Germany | electronic misc. | none | mass | 1.3 | t | MW | none | none | none | literature_id: 32 | MG_MC_RE_Tchnologies
use phase - electricity infrastructure | Generation - Wind Offshore - PMSG-MS | monopile | 2050 | Germany | low-alloyed steel | none | mass | 143 | t | MW | none | none | none | literature_id: 32 | MG_MC_RE_Tchnologies
use phase - electricity infrastructure | Generation - Wind Offshore - PMSG-MS | inner-park cabling | 2050 | Germany | low-alloyed steel | none | mass | 0.5 | t | MW | none | none | none | literature_id: 32 | MG_MC_RE_Tchnologies
use phase - electricity infrastructure | Generation - Wind Offshore - PMSG-MS | inner-park cabling | 2050 | Germany | copper | none | mass | 0.6 | t | MW | none | none | none | literature_id: 32 | MG_MC_RE_Tchnologies
use phase - electricity infrastructure | Generation - Wind Offshore - PMSG-MS | inner-park cabling | 2050 | Germany | lead | none | mass | 0.3 | t | MW | none | none | none | literature_id: 32 | MG_MC_RE_Tchnologies
use phase - electricity infrastructure | Generation - Wind Offshore - PMSG-MS | inner-park cabling | 2050 | Germany | polyethylene | none | mass | 0.1 | t | MW | none | none | none | literature_id: 32 | MG_MC_RE_Tchnologies
use phase - electricity infrastructure | Generation - Wind Offshore - PMSG-MS | transformer platform | 2050 | Germany | low-alloyed steel | none | mass | 29.8 | t | MW | none | none | none | literature_id: 32 | MG_MC_RE_Tchnologies
use phase - electricity infrastructure | Generation - Wind Offshore - PMSG-MS | transformer platform | 2050 | Germany | copper | none | mass | 5.4 | t | MW | none | none | none | literature_id: 32 | MG_MC_RE_Tchnologies
use phase - electricity infrastructure | Generation - Wind Offshore - PMSG-MS | transformer platform | 2050 | Germany | concrete | none | mass | 18.9 | t | MW | none | none | none | literature_id: 32 | MG_MC_RE_Tchnologies
use phase - electricity infrastructure | Battery Storage - VFRB (Vandium Redox Flow Battery) | electrolyte | 2018 | Germany | vanadium | none | mass | 1.95 | kg | kWh | none | none | none | literature_id: 32 | MG_MC_RE_Tchnologies
use phase - electricity infrastructure | Battery Storage - VFRB (Vandium Redox Flow Battery) | electrolyte | 2018 | Germany | vanadium pentoxide | none | mass | 6.68 | kg | kWh | none | none | none | literature_id: 32 | MG_MC_RE_Tchnologies
use phase - electricity infrastructure | Battery Storage - VFRB (Vandium Redox Flow Battery) | electrolyte | 2018 | Germany | sulfuric acid | none | mass | 0.9 | kg | kWh | none | none | none | literature_id: 32 | MG_MC_RE_Tchnologies
use phase - electricity infrastructure | Battery Storage - VFRB (Vandium Redox Flow Battery) | electrolyte | 2018 | Germany | phosphoric acid | none | mass | 0.0006 | kg | kWh | none | none | none | literature_id: 32 | MG_MC_RE_Tchnologies
use phase - electricity infrastructure | Battery Storage - VFRB (Vandium Redox Flow Battery) | electrode | 2018 | Germany | carbon felt | none | mass | 0.05 | kg | kWh | none | none | none | literature_id: 32 | MG_MC_RE_Tchnologies
use phase - electricity infrastructure | Battery Storage - VFRB (Vandium Redox Flow Battery) | stack, bipolar plate membrane | 2018 | Germany | graphite | none | mass | 0.58 | kg | kWh | none | none | none | literature_id: 32 | MG_MC_RE_Tchnologies
use phase - electricity infrastructure | Battery Storage - VFRB (Vandium Redox Flow Battery) | stack, conductor | 2018 | Germany | nafion | none | mass | 0.02 | kg | kWh | none | none | none | literature_id: 32 | MG_MC_RE_Tchnologies
use phase - electricity infrastructure | Battery Storage - VFRB (Vandium Redox Flow Battery) | stack | 2018 | Germany | copper | none | mass | 0.24 | kg | kWh | none | none | none | literature_id: 32 | MG_MC_RE_Tchnologies
use phase - electricity infrastructure | Battery Storage - VFRB (Vandium Redox Flow Battery) | stack, gasket | 2018 | Germany | FKM (fluorocarbon-based fluoroelastomer materials) | none | mass | 0.05 | kg | kWh | none | none | none | literature_id: 32 | MG_MC_RE_Tchnologies
use phase - electricity infrastructure | Battery Storage - VFRB (Vandium Redox Flow Battery) | stack, housing | 2018 | Germany | steel | none | mass | 0.15 | kg | kWh | none | none | none | literature_id: 32 | MG_MC_RE_Tchnologies
use phase - electricity infrastructure | Battery Storage - VFRB (Vandium Redox Flow Battery) | cell, housing | 2018 | Germany | PVC | none | mass | 0.04 | kg | kWh | none | none | none | literature_id: 32 | MG_MC_RE_Tchnologies
use phase - electricity infrastructure | Battery Storage - VFRB (Vandium Redox Flow Battery) | tank | 2018 | Germany | glass fibre | none | mass | 3.93 | kg | kWh | none | none | none | literature_id: 32 | MG_MC_RE_Tchnologies
use phase - electricity infrastructure | Battery Storage - VFRB (Vandium Redox Flow Battery) | pumps | 2018 | Germany | steel, plastic coated | none | mass | 0.07 | kg | kWh | none | none | none | literature_id: 32 | MG_MC_RE_Tchnologies
use phase - electricity infrastructure | Battery Storage - VFRB (Vandium Redox Flow Battery) | pipes | 2018 | Germany | steel, teflon coated | none | mass | 0.04 | kg | kWh | none | none | none | literature_id: 32 | MG_MC_RE_Tchnologies
use phase - electricity infrastructure | Battery Storage - VFRB (Vandium Redox Flow Battery) | inverter | 2018 | Germany | copper | none | mass | 0.34 | kg | kWh | none | none | none | literature_id: 32 | MG_MC_RE_Tchnologies
use phase - electricity infrastructure | Battery Storage - VFRB (Vandium Redox Flow Battery) | cable | 2018 | Germany | PVC | none | mass | 0.02 | kg | kWh | none | none | none | literature_id: 32 | MG_MC_RE_Tchnologies
use phase - electricity infrastructure | Battery Storage - VFRB (Vandium Redox Flow Battery) | heat exchanger | 2018 | Germany | copper | none | mass | 0.02 | kg | kWh | none | none | none | literature_id: 32 | MG_MC_RE_Tchnologies
use phase - electricity infrastructure | Battery Storage - VFRB (Vandium Redox Flow Battery) | process control system | 2018 | Germany | stainless steel | none | mass | 0.27 | kg | kWh | none | none | none | literature_id: 32 | MG_MC_RE_Tchnologies
use phase - electricity infrastructure | Battery Storage - VFRB (Vandium Redox Flow Battery) | process control system | 2018 | Germany | aluminium | none | mass | 0.077 | kg | kWh | none | none | none | literature_id: 32 | MG_MC_RE_Tchnologies
use phase - electricity infrastructure | Battery Storage - VFRB (Vandium Redox Flow Battery) | process control system | 2018 | Germany | iron | none | mass | 0.02 | kg | kWh | none | none | none | literature_id: 32 | MG_MC_RE_Tchnologies
use phase - electricity infrastructure | Battery Storage - VFRB (Vandium Redox Flow Battery) | process control system | 2018 | Germany | copper | none | mass | 0.009 | kg | kWh | none | none | none | literature_id: 32 | MG_MC_RE_Tchnologies
use phase - electricity infrastructure | Battery Storage - VFRB (Vandium Redox Flow Battery) | process control system | 2018 | Germany | silicon | none | mass | 0.016 | kg | kWh | none | none | none | literature_id: 32 | MG_MC_RE_Tchnologies
use phase - electricity infrastructure | Battery Storage - VFRB (Vandium Redox Flow Battery) | process control system | 2018 | Germany | glass fibre | none | mass | 0.006 | kg | kWh | none | none | none | literature_id: 32 | MG_MC_RE_Tchnologies
use phase - electricity infrastructure | Battery Storage - VFRB (Vandium Redox Flow Battery) | process control system | 2018 | Germany | epoxy fibre | none | mass | 0.005 | kg | kWh | none | none | none | literature_id: 32 | MG_MC_RE_Tchnologies
use phase - electricity infrastructure | Battery Storage - VFRB (Vandium Redox Flow Battery) | process control system | 2018 | Germany | plastics | none | mass | 0.006 | kg | kWh | none | none | none | literature_id: 32 | MG_MC_RE_Tchnologies
use phase - electricity infrastructure | Battery Storage - VFRB (Vandium Redox Flow Battery) | electrolyte | 2020 | Germany | vanadium | none | mass | 1.77 | kg | kWh | none | none | none | literature_id: 32 | MG_MC_RE_Tchnologies
use phase - electricity infrastructure | Battery Storage - VFRB (Vandium Redox Flow Battery) | electrolyte | 2020 | Germany | vanadium pentoxide | none | mass | 6.09 | kg | kWh | none | none | none | literature_id: 32 | MG_MC_RE_Tchnologies
use phase - electricity infrastructure | Battery Storage - VFRB (Vandium Redox Flow Battery) | electrolyte | 2020 | Germany | sulfuric acid | none | mass | 0.82 | kg | kWh | none | none | none | literature_id: 32 | MG_MC_RE_Tchnologies
use phase - electricity infrastructure | Battery Storage - VFRB (Vandium Redox Flow Battery) | electrolyte | 2020 | Germany | phosphoric acid | none | mass | 0.0005 | kg | kWh | none | none | none | literature_id: 32 | MG_MC_RE_Tchnologies
use phase - electricity infrastructure | Battery Storage - VFRB (Vandium Redox Flow Battery) | electrode | 2020 | Germany | carbon felt | none | mass | 0.05 | kg | kWh | none | none | none | literature_id: 32 | MG_MC_RE_Tchnologies
use phase - electricity infrastructure | Battery Storage - VFRB (Vandium Redox Flow Battery) | stack, bipolar plate membrane | 2020 | Germany | graphite | none | mass | 0.53 | kg | kWh | none | none | none | literature_id: 32 | MG_MC_RE_Tchnologies
use phase - electricity infrastructure | Battery Storage - VFRB (Vandium Redox Flow Battery) | stack, conductor | 2020 | Germany | nafion | none | mass | 0.02 | kg | kWh | none | none | none | literature_id: 32 | MG_MC_RE_Tchnologies
use phase - electricity infrastructure | Battery Storage - VFRB (Vandium Redox Flow Battery) | stack | 2020 | Germany | copper | none | mass | 0.22 | kg | kWh | none | none | none | literature_id: 32 | MG_MC_RE_Tchnologies
use phase - electricity infrastructure | Battery Storage - VFRB (Vandium Redox Flow Battery) | stack, gasket | 2020 | Germany | FKM (fluorocarbon-based fluoroelastomer materials) | none | mass | 0.05 | kg | kWh | none | none | none | literature_id: 32 | MG_MC_RE_Tchnologies
use phase - electricity infrastructure | Battery Storage - VFRB (Vandium Redox Flow Battery) | stack, housing | 2020 | Germany | steel | none | mass | 0.14 | kg | kWh | none | none | none | literature_id: 32 | MG_MC_RE_Tchnologies
use phase - electricity infrastructure | Battery Storage - VFRB (Vandium Redox Flow Battery) | cell, housing | 2020 | Germany | PVC | none | mass | 0.04 | kg | kWh | none | none | none | literature_id: 32 | MG_MC_RE_Tchnologies
use phase - electricity infrastructure | Battery Storage - VFRB (Vandium Redox Flow Battery) | tank | 2020 | Germany | glass fibre | none | mass | 3.93 | kg | kWh | none | none | none | literature_id: 32 | MG_MC_RE_Tchnologies
use phase - electricity infrastructure | Battery Storage - VFRB (Vandium Redox Flow Battery) | pumps | 2020 | Germany | steel, plastic coated | none | mass | 0.06 | kg | kWh | none | none | none | literature_id: 32 | MG_MC_RE_Tchnologies
use phase - electricity infrastructure | Battery Storage - VFRB (Vandium Redox Flow Battery) | pipes | 2020 | Germany | steel, teflon coated | none | mass | 0.04 | kg | kWh | none | none | none | literature_id: 32 | MG_MC_RE_Tchnologies
use phase - electricity infrastructure | Battery Storage - VFRB (Vandium Redox Flow Battery) | inverter | 2020 | Germany | copper | none | mass | 0.31 | kg | kWh | none | none | none | literature_id: 32 | MG_MC_RE_Tchnologies
use phase - electricity infrastructure | Battery Storage - VFRB (Vandium Redox Flow Battery) | cable | 2020 | Germany | PVC | none | mass | 0.02 | kg | kWh | none | none | none | literature_id: 32 | MG_MC_RE_Tchnologies
use phase - electricity infrastructure | Battery Storage - VFRB (Vandium Redox Flow Battery) | heat exchanger | 2020 | Germany | copper | none | mass | 0.02 | kg | kWh | none | none | none | literature_id: 32 | MG_MC_RE_Tchnologies
use phase - electricity infrastructure | Battery Storage - VFRB (Vandium Redox Flow Battery) | process control system | 2020 | Germany | stainless steel | none | mass | 0.25 | kg | kWh | none | none | none | literature_id: 32 | MG_MC_RE_Tchnologies
use phase - electricity infrastructure | Battery Storage - VFRB (Vandium Redox Flow Battery) | process control system | 2020 | Germany | aluminium | none | mass | 0.077 | kg | kWh | none | none | none | literature_id: 32 | MG_MC_RE_Tchnologies
use phase - electricity infrastructure | Battery Storage - VFRB (Vandium Redox Flow Battery) | process control system | 2020 | Germany | iron | none | mass | 0.02 | kg | kWh | none | none | none | literature_id: 32 | MG_MC_RE_Tchnologies
use phase - electricity infrastructure | Battery Storage - VFRB (Vandium Redox Flow Battery) | process control system | 2020 | Germany | copper | none | mass | 0.009 | kg | kWh | none | none | none | literature_id: 32 | MG_MC_RE_Tchnologies
use phase - electricity infrastructure | Battery Storage - VFRB (Vandium Redox Flow Battery) | process control system | 2020 | Germany | silicon | none | mass | 0.016 | kg | kWh | none | none | none | literature_id: 32 | MG_MC_RE_Tchnologies
use phase - electricity infrastructure | Battery Storage - VFRB (Vandium Redox Flow Battery) | process control system | 2020 | Germany | glass fibre | none | mass | 0.006 | kg | kWh | none | none | none | literature_id: 32 | MG_MC_RE_Tchnologies
use phase - electricity infrastructure | Battery Storage - VFRB (Vandium Redox Flow Battery) | process control system | 2020 | Germany | epoxy fibre | none | mass | 0.005 | kg | kWh | none | none | none | literature_id: 32 | MG_MC_RE_Tchnologies
use phase - electricity infrastructure | Battery Storage - VFRB (Vandium Redox Flow Battery) | process control system | 2020 | Germany | plastics | none | mass | 0.006 | kg | kWh | none | none | none | literature_id: 32 | MG_MC_RE_Tchnologies
use phase - electricity infrastructure | Battery Storage - VFRB (Vandium Redox Flow Battery) | electrolyte | 2025 | Germany | vanadium | none | mass | 1.4 | kg | kWh | none | none | none | literature_id: 32 | MG_MC_RE_Tchnologies
use phase - electricity infrastructure | Battery Storage - VFRB (Vandium Redox Flow Battery) | electrolyte | 2025 | Germany | vanadium pentoxide | none | mass | 4.82 | kg | kWh | none | none | none | literature_id: 32 | MG_MC_RE_Tchnologies
use phase - electricity infrastructure | Battery Storage - VFRB (Vandium Redox Flow Battery) | electrolyte | 2025 | Germany | sulfuric acid | none | mass | 0.65 | kg | kWh | none | none | none | literature_id: 32 | MG_MC_RE_Tchnologies
use phase - electricity infrastructure | Battery Storage - VFRB (Vandium Redox Flow Battery) | electrolyte | 2025 | Germany | phosphoric acid | none | mass | 0.0004 | kg | kWh | none | none | none | literature_id: 32 | MG_MC_RE_Tchnologies
use phase - electricity infrastructure | Battery Storage - VFRB (Vandium Redox Flow Battery) | electrode | 2025 | Germany | carbon felt | none | mass | 0.04 | kg | kWh | none | none | none | literature_id: 32 | MG_MC_RE_Tchnologies
use phase - electricity infrastructure | Battery Storage - VFRB (Vandium Redox Flow Battery) | stack, bipolar plate membrane | 2025 | Germany | graphite | none | mass | 0.42 | kg | kWh | none | none | none | literature_id: 32 | MG_MC_RE_Tchnologies
use phase - electricity infrastructure | Battery Storage - VFRB (Vandium Redox Flow Battery) | stack, conductor | 2025 | Germany | nafion | none | mass | 0.01 | kg | kWh | none | none | none | literature_id: 32 | MG_MC_RE_Tchnologies
use phase - electricity infrastructure | Battery Storage - VFRB (Vandium Redox Flow Battery) | stack | 2025 | Germany | copper | none | mass | 0.17 | kg | kWh | none | none | none | literature_id: 32 | MG_MC_RE_Tchnologies
use phase - electricity infrastructure | Battery Storage - VFRB (Vandium Redox Flow Battery) | stack, gasket | 2025 | Germany | FKM (fluorocarbon-based fluoroelastomer materials) | none | mass | 0.05 | kg | kWh | none | none | none | literature_id: 32 | MG_MC_RE_Tchnologies
use phase - electricity infrastructure | Battery Storage - VFRB (Vandium Redox Flow Battery) | stack, housing | 2025 | Germany | steel | none | mass | 0.11 | kg | kWh | none | none | none | literature_id: 32 | MG_MC_RE_Tchnologies
use phase - electricity infrastructure | Battery Storage - VFRB (Vandium Redox Flow Battery) | cell, housing | 2025 | Germany | PVC | none | mass | 0.04 | kg | kWh | none | none | none | literature_id: 32 | MG_MC_RE_Tchnologies
use phase - electricity infrastructure | Battery Storage - VFRB (Vandium Redox Flow Battery) | tank | 2025 | Germany | glass fibre | none | mass | 3.93 | kg | kWh | none | none | none | literature_id: 32 | MG_MC_RE_Tchnologies
use phase - electricity infrastructure | Battery Storage - VFRB (Vandium Redox Flow Battery) | pumps | 2025 | Germany | steel, plastic coated | none | mass | 0.05 | kg | kWh | none | none | none | literature_id: 32 | MG_MC_RE_Tchnologies
use phase - electricity infrastructure | Battery Storage - VFRB (Vandium Redox Flow Battery) | pipes | 2025 | Germany | steel, teflon coated | none | mass | 0.03 | kg | kWh | none | none | none | literature_id: 32 | MG_MC_RE_Tchnologies
use phase - electricity infrastructure | Battery Storage - VFRB (Vandium Redox Flow Battery) | inverter | 2025 | Germany | copper | none | mass | 0.24 | kg | kWh | none | none | none | literature_id: 32 | MG_MC_RE_Tchnologies
use phase - electricity infrastructure | Battery Storage - VFRB (Vandium Redox Flow Battery) | cable | 2025 | Germany | PVC | none | mass | 0.02 | kg | kWh | none | none | none | literature_id: 32 | MG_MC_RE_Tchnologies
use phase - electricity infrastructure | Battery Storage - VFRB (Vandium Redox Flow Battery) | heat exchanger | 2025 | Germany | copper | none | mass | 0.02 | kg | kWh | none | none | none | literature_id: 32 | MG_MC_RE_Tchnologies
use phase - electricity infrastructure | Battery Storage - VFRB (Vandium Redox Flow Battery) | process control system | 2025 | Germany | stainless steel | none | mass | 0.19 | kg | kWh | none | none | none | literature_id: 32 | MG_MC_RE_Tchnologies
use phase - electricity infrastructure | Battery Storage - VFRB (Vandium Redox Flow Battery) | process control system | 2025 | Germany | aluminium | none | mass | 0.077 | kg | kWh | none | none | none | literature_id: 32 | MG_MC_RE_Tchnologies
use phase - electricity infrastructure | Battery Storage - VFRB (Vandium Redox Flow Battery) | process control system | 2025 | Germany | iron | none | mass | 0.02 | kg | kWh | none | none | none | literature_id: 32 | MG_MC_RE_Tchnologies
use phase - electricity infrastructure | Battery Storage - VFRB (Vandium Redox Flow Battery) | process control system | 2025 | Germany | copper | none | mass | 0.009 | kg | kWh | none | none | none | literature_id: 32 | MG_MC_RE_Tchnologies
use phase - electricity infrastructure | Battery Storage - VFRB (Vandium Redox Flow Battery) | process control system | 2025 | Germany | silicon | none | mass | 0.016 | kg | kWh | none | none | none | literature_id: 32 | MG_MC_RE_Tchnologies
use phase - electricity infrastructure | Battery Storage - VFRB (Vandium Redox Flow Battery) | process control system | 2025 | Germany | glass fibre | none | mass | 0.006 | kg | kWh | none | none | none | literature_id: 32 | MG_MC_RE_Tchnologies
use phase - electricity infrastructure | Battery Storage - VFRB (Vandium Redox Flow Battery) | process control system | 2025 | Germany | epoxy fibre | none | mass | 0.005 | kg | kWh | none | none | none | literature_id: 32 | MG_MC_RE_Tchnologies
use phase - electricity infrastructure | Battery Storage - VFRB (Vandium Redox Flow Battery) | process control system | 2025 | Germany | plastics | none | mass | 0.006 | kg | kWh | none | none | none | literature_id: 32 | MG_MC_RE_Tchnologies
use phase - electricity infrastructure | Battery Storage - VFRB (Vandium Redox Flow Battery) | electrolyte | 2030 | Germany | vanadium | none | mass | 1.11 | kg | kWh | none | none | none | literature_id: 32 | MG_MC_RE_Tchnologies
use phase - electricity infrastructure | Battery Storage - VFRB (Vandium Redox Flow Battery) | electrolyte | 2030 | Germany | vanadium pentoxide | none | mass | 3.81 | kg | kWh | none | none | none | literature_id: 32 | MG_MC_RE_Tchnologies
use phase - electricity infrastructure | Battery Storage - VFRB (Vandium Redox Flow Battery) | electrolyte | 2030 | Germany | sulfuric acid | none | mass | 0.51 | kg | kWh | none | none | none | literature_id: 32 | MG_MC_RE_Tchnologies
use phase - electricity infrastructure | Battery Storage - VFRB (Vandium Redox Flow Battery) | electrolyte | 2030 | Germany | phosphoric acid | none | mass | 0.0003 | kg | kWh | none | none | none | literature_id: 32 | MG_MC_RE_Tchnologies
use phase - electricity infrastructure | Battery Storage - VFRB (Vandium Redox Flow Battery) | electrode | 2030 | Germany | carbon felt | none | mass | 0.03 | kg | kWh | none | none | none | literature_id: 32 | MG_MC_RE_Tchnologies
use phase - electricity infrastructure | Battery Storage - VFRB (Vandium Redox Flow Battery) | stack, bipolar plate membrane | 2030 | Germany | graphite | none | mass | 0.33 | kg | kWh | none | none | none | literature_id: 32 | MG_MC_RE_Tchnologies
use phase - electricity infrastructure | Battery Storage - VFRB (Vandium Redox Flow Battery) | stack, conductor | 2030 | Germany | nafion | none | mass | 0.01 | kg | kWh | none | none | none | literature_id: 32 | MG_MC_RE_Tchnologies
use phase - electricity infrastructure | Battery Storage - VFRB (Vandium Redox Flow Battery) | stack | 2030 | Germany | copper | none | mass | 0.14 | kg | kWh | none | none | none | literature_id: 32 | MG_MC_RE_Tchnologies
use phase - electricity infrastructure | Battery Storage - VFRB (Vandium Redox Flow Battery) | stack, gasket | 2030 | Germany | FKM (fluorocarbon-based fluoroelastomer materials) | none | mass | 0.05 | kg | kWh | none | none | none | literature_id: 32 | MG_MC_RE_Tchnologies
use phase - electricity infrastructure | Battery Storage - VFRB (Vandium Redox Flow Battery) | stack, housing | 2030 | Germany | steel | none | mass | 0.09 | kg | kWh | none | none | none | literature_id: 32 | MG_MC_RE_Tchnologies
use phase - electricity infrastructure | Battery Storage - VFRB (Vandium Redox Flow Battery) | cell, housing | 2030 | Germany | PVC | none | mass | 0.04 | kg | kWh | none | none | none | literature_id: 32 | MG_MC_RE_Tchnologies
use phase - electricity infrastructure | Battery Storage - VFRB (Vandium Redox Flow Battery) | tank | 2030 | Germany | glass fibre | none | mass | 3.93 | kg | kWh | none | none | none | literature_id: 32 | MG_MC_RE_Tchnologies
use phase - electricity infrastructure | Battery Storage - VFRB (Vandium Redox Flow Battery) | pumps | 2030 | Germany | steel, plastic coated | none | mass | 0.04 | kg | kWh | none | none | none | literature_id: 32 | MG_MC_RE_Tchnologies
use phase - electricity infrastructure | Battery Storage - VFRB (Vandium Redox Flow Battery) | pipes | 2030 | Germany | steel, teflon coated | none | mass | 0.02 | kg | kWh | none | none | none | literature_id: 32 | MG_MC_RE_Tchnologies
use phase - electricity infrastructure | Battery Storage - VFRB (Vandium Redox Flow Battery) | inverter | 2030 | Germany | copper | none | mass | 0.19 | kg | kWh | none | none | none | literature_id: 32 | MG_MC_RE_Tchnologies
use phase - electricity infrastructure | Battery Storage - VFRB (Vandium Redox Flow Battery) | cable | 2030 | Germany | PVC | none | mass | 0.02 | kg | kWh | none | none | none | literature_id: 32 | MG_MC_RE_Tchnologies
use phase - electricity infrastructure | Battery Storage - VFRB (Vandium Redox Flow Battery) | heat exchanger | 2030 | Germany | copper | none | mass | 0.01 | kg | kWh | none | none | none | literature_id: 32 | MG_MC_RE_Tchnologies
use phase - electricity infrastructure | Battery Storage - VFRB (Vandium Redox Flow Battery) | process control system | 2030 | Germany | stainless steel | none | mass | 0.15 | kg | kWh | none | none | none | literature_id: 32 | MG_MC_RE_Tchnologies
use phase - electricity infrastructure | Battery Storage - VFRB (Vandium Redox Flow Battery) | process control system | 2030 | Germany | aluminium | none | mass | 0.077 | kg | kWh | none | none | none | literature_id: 32 | MG_MC_RE_Tchnologies
use phase - electricity infrastructure | Battery Storage - VFRB (Vandium Redox Flow Battery) | process control system | 2030 | Germany | iron | none | mass | 0.02 | kg | kWh | none | none | none | literature_id: 32 | MG_MC_RE_Tchnologies
use phase - electricity infrastructure | Battery Storage - VFRB (Vandium Redox Flow Battery) | process control system | 2030 | Germany | copper | none | mass | 0.009 | kg | kWh | none | none | none | literature_id: 32 | MG_MC_RE_Tchnologies
use phase - electricity infrastructure | Battery Storage - VFRB (Vandium Redox Flow Battery) | process control system | 2030 | Germany | silicon | none | mass | 0.016 | kg | kWh | none | none | none | literature_id: 32 | MG_MC_RE_Tchnologies
use phase - electricity infrastructure | Battery Storage - VFRB (Vandium Redox Flow Battery) | process control system | 2030 | Germany | glass fibre | none | mass | 0.006 | kg | kWh | none | none | none | literature_id: 32 | MG_MC_RE_Tchnologies
use phase - electricity infrastructure | Battery Storage - VFRB (Vandium Redox Flow Battery) | process control system | 2030 | Germany | epoxy fibre | none | mass | 0.005 | kg | kWh | none | none | none | literature_id: 32 | MG_MC_RE_Tchnologies
use phase - electricity infrastructure | Battery Storage - VFRB (Vandium Redox Flow Battery) | process control system | 2030 | Germany | plastics | none | mass | 0.006 | kg | kWh | none | none | none | literature_id: 32 | MG_MC_RE_Tchnologies
use phase - electricity infrastructure | Battery Storage - VFRB (Vandium Redox Flow Battery) | electrolyte | 2035 | Germany | vanadium | none | mass | 1.11 | kg | kWh | none | none | none | literature_id: 32 | MG_MC_RE_Tchnologies
use phase - electricity infrastructure | Battery Storage - VFRB (Vandium Redox Flow Battery) | electrolyte | 2035 | Germany | vanadium pentoxide | none | mass | 3.81 | kg | kWh | none | none | none | literature_id: 32 | MG_MC_RE_Tchnologies
use phase - electricity infrastructure | Battery Storage - VFRB (Vandium Redox Flow Battery) | electrolyte | 2035 | Germany | sulfuric acid | none | mass | 0.51 | kg | kWh | none | none | none | literature_id: 32 | MG_MC_RE_Tchnologies
use phase - electricity infrastructure | Battery Storage - VFRB (Vandium Redox Flow Battery) | electrolyte | 2035 | Germany | phosphoric acid | none | mass | 0.0003 | kg | kWh | none | none | none | literature_id: 32 | MG_MC_RE_Tchnologies
use phase - electricity infrastructure | Battery Storage - VFRB (Vandium Redox Flow Battery) | electrode | 2035 | Germany | carbon felt | none | mass | 0.03 | kg | kWh | none | none | none | literature_id: 32 | MG_MC_RE_Tchnologies
use phase - electricity infrastructure | Battery Storage - VFRB (Vandium Redox Flow Battery) | stack, bipolar plate membrane | 2035 | Germany | graphite | none | mass | 0.33 | kg | kWh | none | none | none | literature_id: 32 | MG_MC_RE_Tchnologies
use phase - electricity infrastructure | Battery Storage - VFRB (Vandium Redox Flow Battery) | stack, conductor | 2035 | Germany | nafion | none | mass | 0.01 | kg | kWh | none | none | none | literature_id: 32 | MG_MC_RE_Tchnologies
use phase - electricity infrastructure | Battery Storage - VFRB (Vandium Redox Flow Battery) | stack | 2035 | Germany | copper | none | mass | 0.14 | kg | kWh | none | none | none | literature_id: 32 | MG_MC_RE_Tchnologies
use phase - electricity infrastructure | Battery Storage - VFRB (Vandium Redox Flow Battery) | stack, gasket | 2035 | Germany | FKM (fluorocarbon-based fluoroelastomer materials) | none | mass | 0.05 | kg | kWh | none | none | none | literature_id: 32 | MG_MC_RE_Tchnologies
use phase - electricity infrastructure | Battery Storage - VFRB (Vandium Redox Flow Battery) | stack, housing | 2035 | Germany | steel | none | mass | 0.09 | kg | kWh | none | none | none | literature_id: 32 | MG_MC_RE_Tchnologies
use phase - electricity infrastructure | Battery Storage - VFRB (Vandium Redox Flow Battery) | cell, housing | 2035 | Germany | PVC | none | mass | 0.04 | kg | kWh | none | none | none | literature_id: 32 | MG_MC_RE_Tchnologies
use phase - electricity infrastructure | Battery Storage - VFRB (Vandium Redox Flow Battery) | tank | 2035 | Germany | glass fibre | none | mass | 3.93 | kg | kWh | none | none | none | literature_id: 32 | MG_MC_RE_Tchnologies
use phase - electricity infrastructure | Battery Storage - VFRB (Vandium Redox Flow Battery) | pumps | 2035 | Germany | steel, plastic coated | none | mass | 0.04 | kg | kWh | none | none | none | literature_id: 32 | MG_MC_RE_Tchnologies
use phase - electricity infrastructure | Battery Storage - VFRB (Vandium Redox Flow Battery) | pipes | 2035 | Germany | steel, teflon coated | none | mass | 0.02 | kg | kWh | none | none | none | literature_id: 32 | MG_MC_RE_Tchnologies
use phase - electricity infrastructure | Battery Storage - VFRB (Vandium Redox Flow Battery) | inverter | 2035 | Germany | copper | none | mass | 0.19 | kg | kWh | none | none | none | literature_id: 32 | MG_MC_RE_Tchnologies
use phase - electricity infrastructure | Battery Storage - VFRB (Vandium Redox Flow Battery) | cable | 2035 | Germany | PVC | none | mass | 0.02 | kg | kWh | none | none | none | literature_id: 32 | MG_MC_RE_Tchnologies
use phase - electricity infrastructure | Battery Storage - VFRB (Vandium Redox Flow Battery) | heat exchanger | 2035 | Germany | copper | none | mass | 0.01 | kg | kWh | none | none | none | literature_id: 32 | MG_MC_RE_Tchnologies
use phase - electricity infrastructure | Battery Storage - VFRB (Vandium Redox Flow Battery) | process control system | 2035 | Germany | stainless steel | none | mass | 0.15 | kg | kWh | none | none | none | literature_id: 32 | MG_MC_RE_Tchnologies
use phase - electricity infrastructure | Battery Storage - VFRB (Vandium Redox Flow Battery) | process control system | 2035 | Germany | aluminium | none | mass | 0.077 | kg | kWh | none | none | none | literature_id: 32 | MG_MC_RE_Tchnologies
use phase - electricity infrastructure | Battery Storage - VFRB (Vandium Redox Flow Battery) | process control system | 2035 | Germany | iron | none | mass | 0.02 | kg | kWh | none | none | none | literature_id: 32 | MG_MC_RE_Tchnologies
use phase - electricity infrastructure | Battery Storage - VFRB (Vandium Redox Flow Battery) | process control system | 2035 | Germany | copper | none | mass | 0.009 | kg | kWh | none | none | none | literature_id: 32 | MG_MC_RE_Tchnologies
use phase - electricity infrastructure | Battery Storage - VFRB (Vandium Redox Flow Battery) | process control system | 2035 | Germany | silicon | none | mass | 0.016 | kg | kWh | none | none | none | literature_id: 32 | MG_MC_RE_Tchnologies
use phase - electricity infrastructure | Battery Storage - VFRB (Vandium Redox Flow Battery) | process control system | 2035 | Germany | glass fibre | none | mass | 0.006 | kg | kWh | none | none | none | literature_id: 32 | MG_MC_RE_Tchnologies
use phase - electricity infrastructure | Battery Storage - VFRB (Vandium Redox Flow Battery) | process control system | 2035 | Germany | epoxy fibre | none | mass | 0.005 | kg | kWh | none | none | none | literature_id: 32 | MG_MC_RE_Tchnologies
use phase - electricity infrastructure | Battery Storage - VFRB (Vandium Redox Flow Battery) | process control system | 2035 | Germany | plastics | none | mass | 0.006 | kg | kWh | none | none | none | literature_id: 32 | MG_MC_RE_Tchnologies
use phase - electricity infrastructure | Battery Storage - VFRB (Vandium Redox Flow Battery) | electrolyte | 2040 | Germany | vanadium | none | mass | 1.11 | kg | kWh | none | none | none | literature_id: 32 | MG_MC_RE_Tchnologies
use phase - electricity infrastructure | Battery Storage - VFRB (Vandium Redox Flow Battery) | electrolyte | 2040 | Germany | vanadium pentoxide | none | mass | 3.81 | kg | kWh | none | none | none | literature_id: 32 | MG_MC_RE_Tchnologies
use phase - electricity infrastructure | Battery Storage - VFRB (Vandium Redox Flow Battery) | electrolyte | 2040 | Germany | sulfuric acid | none | mass | 0.51 | kg | kWh | none | none | none | literature_id: 32 | MG_MC_RE_Tchnologies
use phase - electricity infrastructure | Battery Storage - VFRB (Vandium Redox Flow Battery) | electrolyte | 2040 | Germany | phosphoric acid | none | mass | 0.0003 | kg | kWh | none | none | none | literature_id: 32 | MG_MC_RE_Tchnologies
use phase - electricity infrastructure | Battery Storage - VFRB (Vandium Redox Flow Battery) | electrode | 2040 | Germany | carbon felt | none | mass | 0.03 | kg | kWh | none | none | none | literature_id: 32 | MG_MC_RE_Tchnologies
use phase - electricity infrastructure | Battery Storage - VFRB (Vandium Redox Flow Battery) | stack, bipolar plate membrane | 2040 | Germany | graphite | none | mass | 0.33 | kg | kWh | none | none | none | literature_id: 32 | MG_MC_RE_Tchnologies
use phase - electricity infrastructure | Battery Storage - VFRB (Vandium Redox Flow Battery) | stack, conductor | 2040 | Germany | nafion | none | mass | 0.01 | kg | kWh | none | none | none | literature_id: 32 | MG_MC_RE_Tchnologies
use phase - electricity infrastructure | Battery Storage - VFRB (Vandium Redox Flow Battery) | stack | 2040 | Germany | copper | none | mass | 0.14 | kg | kWh | none | none | none | literature_id: 32 | MG_MC_RE_Tchnologies
use phase - electricity infrastructure | Battery Storage - VFRB (Vandium Redox Flow Battery) | stack, gasket | 2040 | Germany | FKM (fluorocarbon-based fluoroelastomer materials) | none | mass | 0.05 | kg | kWh | none | none | none | literature_id: 32 | MG_MC_RE_Tchnologies
use phase - electricity infrastructure | Battery Storage - VFRB (Vandium Redox Flow Battery) | stack, housing | 2040 | Germany | steel | none | mass | 0.09 | kg | kWh | none | none | none | literature_id: 32 | MG_MC_RE_Tchnologies
use phase - electricity infrastructure | Battery Storage - VFRB (Vandium Redox Flow Battery) | cell, housing | 2040 | Germany | PVC | none | mass | 0.04 | kg | kWh | none | none | none | literature_id: 32 | MG_MC_RE_Tchnologies
use phase - electricity infrastructure | Battery Storage - VFRB (Vandium Redox Flow Battery) | tank | 2040 | Germany | glass fibre | none | mass | 3.93 | kg | kWh | none | none | none | literature_id: 32 | MG_MC_RE_Tchnologies
use phase - electricity infrastructure | Battery Storage - VFRB (Vandium Redox Flow Battery) | pumps | 2040 | Germany | steel, plastic coated | none | mass | 0.04 | kg | kWh | none | none | none | literature_id: 32 | MG_MC_RE_Tchnologies
use phase - electricity infrastructure | Battery Storage - VFRB (Vandium Redox Flow Battery) | pipes | 2040 | Germany | steel, teflon coated | none | mass | 0.02 | kg | kWh | none | none | none | literature_id: 32 | MG_MC_RE_Tchnologies
use phase - electricity infrastructure | Battery Storage - VFRB (Vandium Redox Flow Battery) | inverter | 2040 | Germany | copper | none | mass | 0.19 | kg | kWh | none | none | none | literature_id: 32 | MG_MC_RE_Tchnologies
use phase - electricity infrastructure | Battery Storage - VFRB (Vandium Redox Flow Battery) | cable | 2040 | Germany | PVC | none | mass | 0.02 | kg | kWh | none | none | none | literature_id: 32 | MG_MC_RE_Tchnologies
use phase - electricity infrastructure | Battery Storage - VFRB (Vandium Redox Flow Battery) | heat exchanger | 2040 | Germany | copper | none | mass | 0.01 | kg | kWh | none | none | none | literature_id: 32 | MG_MC_RE_Tchnologies
use phase - electricity infrastructure | Battery Storage - VFRB (Vandium Redox Flow Battery) | process control system | 2040 | Germany | stainless steel | none | mass | 0.15 | kg | kWh | none | none | none | literature_id: 32 | MG_MC_RE_Tchnologies
use phase - electricity infrastructure | Battery Storage - VFRB (Vandium Redox Flow Battery) | process control system | 2040 | Germany | aluminium | none | mass | 0.077 | kg | kWh | none | none | none | literature_id: 32 | MG_MC_RE_Tchnologies
use phase - electricity infrastructure | Battery Storage - VFRB (Vandium Redox Flow Battery) | process control system | 2040 | Germany | iron | none | mass | 0.02 | kg | kWh | none | none | none | literature_id: 32 | MG_MC_RE_Tchnologies
use phase - electricity infrastructure | Battery Storage - VFRB (Vandium Redox Flow Battery) | process control system | 2040 | Germany | copper | none | mass | 0.009 | kg | kWh | none | none | none | literature_id: 32 | MG_MC_RE_Tchnologies
use phase - electricity infrastructure | Battery Storage - VFRB (Vandium Redox Flow Battery) | process control system | 2040 | Germany | silicon | none | mass | 0.016 | kg | kWh | none | none | none | literature_id: 32 | MG_MC_RE_Tchnologies
use phase - electricity infrastructure | Battery Storage - VFRB (Vandium Redox Flow Battery) | process control system | 2040 | Germany | glass fibre | none | mass | 0.006 | kg | kWh | none | none | none | literature_id: 32 | MG_MC_RE_Tchnologies
use phase - electricity infrastructure | Battery Storage - VFRB (Vandium Redox Flow Battery) | process control system | 2040 | Germany | epoxy fibre | none | mass | 0.005 | kg | kWh | none | none | none | literature_id: 32 | MG_MC_RE_Tchnologies
use phase - electricity infrastructure | Battery Storage - VFRB (Vandium Redox Flow Battery) | process control system | 2040 | Germany | plastics | none | mass | 0.006 | kg | kWh | none | none | none | literature_id: 32 | MG_MC_RE_Tchnologies
use phase - electricity infrastructure | Battery Storage - VFRB (Vandium Redox Flow Battery) | electrolyte | 2045 | Germany | vanadium | none | mass | 1.11 | kg | kWh | none | none | none | literature_id: 32 | MG_MC_RE_Tchnologies
use phase - electricity infrastructure | Battery Storage - VFRB (Vandium Redox Flow Battery) | electrolyte | 2045 | Germany | vanadium pentoxide | none | mass | 3.81 | kg | kWh | none | none | none | literature_id: 32 | MG_MC_RE_Tchnologies
use phase - electricity infrastructure | Battery Storage - VFRB (Vandium Redox Flow Battery) | electrolyte | 2045 | Germany | sulfuric acid | none | mass | 0.51 | kg | kWh | none | none | none | literature_id: 32 | MG_MC_RE_Tchnologies
use phase - electricity infrastructure | Battery Storage - VFRB (Vandium Redox Flow Battery) | electrolyte | 2045 | Germany | phosphoric acid | none | mass | 0.0003 | kg | kWh | none | none | none | literature_id: 32 | MG_MC_RE_Tchnologies
use phase - electricity infrastructure | Battery Storage - VFRB (Vandium Redox Flow Battery) | electrode | 2045 | Germany | carbon felt | none | mass | 0.03 | kg | kWh | none | none | none | literature_id: 32 | MG_MC_RE_Tchnologies
use phase - electricity infrastructure | Battery Storage - VFRB (Vandium Redox Flow Battery) | stack, bipolar plate membrane | 2045 | Germany | graphite | none | mass | 0.33 | kg | kWh | none | none | none | literature_id: 32 | MG_MC_RE_Tchnologies
use phase - electricity infrastructure | Battery Storage - VFRB (Vandium Redox Flow Battery) | stack, conductor | 2045 | Germany | nafion | none | mass | 0.01 | kg | kWh | none | none | none | literature_id: 32 | MG_MC_RE_Tchnologies
use phase - electricity infrastructure | Battery Storage - VFRB (Vandium Redox Flow Battery) | stack | 2045 | Germany | copper | none | mass | 0.14 | kg | kWh | none | none | none | literature_id: 32 | MG_MC_RE_Tchnologies
use phase - electricity infrastructure | Battery Storage - VFRB (Vandium Redox Flow Battery) | stack, gasket | 2045 | Germany | FKM (fluorocarbon-based fluoroelastomer materials) | none | mass | 0.05 | kg | kWh | none | none | none | literature_id: 32 | MG_MC_RE_Tchnologies
use phase - electricity infrastructure | Battery Storage - VFRB (Vandium Redox Flow Battery) | stack, housing | 2045 | Germany | steel | none | mass | 0.09 | kg | kWh | none | none | none | literature_id: 32 | MG_MC_RE_Tchnologies
use phase - electricity infrastructure | Battery Storage - VFRB (Vandium Redox Flow Battery) | cell, housing | 2045 | Germany | PVC | none | mass | 0.04 | kg | kWh | none | none | none | literature_id: 32 | MG_MC_RE_Tchnologies
use phase - electricity infrastructure | Battery Storage - VFRB (Vandium Redox Flow Battery) | tank | 2045 | Germany | glass fibre | none | mass | 3.93 | kg | kWh | none | none | none | literature_id: 32 | MG_MC_RE_Tchnologies
use phase - electricity infrastructure | Battery Storage - VFRB (Vandium Redox Flow Battery) | pumps | 2045 | Germany | steel, plastic coated | none | mass | 0.04 | kg | kWh | none | none | none | literature_id: 32 | MG_MC_RE_Tchnologies
use phase - electricity infrastructure | Battery Storage - VFRB (Vandium Redox Flow Battery) | pipes | 2045 | Germany | steel, teflon coated | none | mass | 0.02 | kg | kWh | none | none | none | literature_id: 32 | MG_MC_RE_Tchnologies
use phase - electricity infrastructure | Battery Storage - VFRB (Vandium Redox Flow Battery) | inverter | 2045 | Germany | copper | none | mass | 0.19 | kg | kWh | none | none | none | literature_id: 32 | MG_MC_RE_Tchnologies
use phase - electricity infrastructure | Battery Storage - VFRB (Vandium Redox Flow Battery) | cable | 2045 | Germany | PVC | none | mass | 0.02 | kg | kWh | none | none | none | literature_id: 32 | MG_MC_RE_Tchnologies
use phase - electricity infrastructure | Battery Storage - VFRB (Vandium Redox Flow Battery) | heat exchanger | 2045 | Germany | copper | none | mass | 0.01 | kg | kWh | none | none | none | literature_id: 32 | MG_MC_RE_Tchnologies
use phase - electricity infrastructure | Battery Storage - VFRB (Vandium Redox Flow Battery) | process control system | 2045 | Germany | stainless steel | none | mass | 0.15 | kg | kWh | none | none | none | literature_id: 32 | MG_MC_RE_Tchnologies
use phase - electricity infrastructure | Battery Storage - VFRB (Vandium Redox Flow Battery) | process control system | 2045 | Germany | aluminium | none | mass | 0.077 | kg | kWh | none | none | none | literature_id: 32 | MG_MC_RE_Tchnologies
use phase - electricity infrastructure | Battery Storage - VFRB (Vandium Redox Flow Battery) | process control system | 2045 | Germany | iron | none | mass | 0.02 | kg | kWh | none | none | none | literature_id: 32 | MG_MC_RE_Tchnologies
use phase - electricity infrastructure | Battery Storage - VFRB (Vandium Redox Flow Battery) | process control system | 2045 | Germany | copper | none | mass | 0.009 | kg | kWh | none | none | none | literature_id: 32 | MG_MC_RE_Tchnologies
use phase - electricity infrastructure | Battery Storage - VFRB (Vandium Redox Flow Battery) | process control system | 2045 | Germany | silicon | none | mass | 0.016 | kg | kWh | none | none | none | literature_id: 32 | MG_MC_RE_Tchnologies
use phase - electricity infrastructure | Battery Storage - VFRB (Vandium Redox Flow Battery) | process control system | 2045 | Germany | glass fibre | none | mass | 0.006 | kg | kWh | none | none | none | literature_id: 32 | MG_MC_RE_Tchnologies
use phase - electricity infrastructure | Battery Storage - VFRB (Vandium Redox Flow Battery) | process control system | 2045 | Germany | epoxy fibre | none | mass | 0.005 | kg | kWh | none | none | none | literature_id: 32 | MG_MC_RE_Tchnologies
use phase - electricity infrastructure | Battery Storage - VFRB (Vandium Redox Flow Battery) | process control system | 2045 | Germany | plastics | none | mass | 0.006 | kg | kWh | none | none | none | literature_id: 32 | MG_MC_RE_Tchnologies
use phase - electricity infrastructure | Battery Storage - VFRB (Vandium Redox Flow Battery) | electrolyte | 2050 | Germany | vanadium | none | mass | 1.11 | kg | kWh | none | none | none | literature_id: 32 | MG_MC_RE_Tchnologies
use phase - electricity infrastructure | Battery Storage - VFRB (Vandium Redox Flow Battery) | electrolyte | 2050 | Germany | vanadium pentoxide | none | mass | 3.81 | kg | kWh | none | none | none | literature_id: 32 | MG_MC_RE_Tchnologies
use phase - electricity infrastructure | Battery Storage - VFRB (Vandium Redox Flow Battery) | electrolyte | 2050 | Germany | sulfuric acid | none | mass | 0.51 | kg | kWh | none | none | none | literature_id: 32 | MG_MC_RE_Tchnologies
use phase - electricity infrastructure | Battery Storage - VFRB (Vandium Redox Flow Battery) | electrolyte | 2050 | Germany | phosphoric acid | none | mass | 0.0003 | kg | kWh | none | none | none | literature_id: 32 | MG_MC_RE_Tchnologies
use phase - electricity infrastructure | Battery Storage - VFRB (Vandium Redox Flow Battery) | electrode | 2050 | Germany | carbon felt | none | mass | 0.03 | kg | kWh | none | none | none | literature_id: 32 | MG_MC_RE_Tchnologies
use phase - electricity infrastructure | Battery Storage - VFRB (Vandium Redox Flow Battery) | stack, bipolar plate membrane | 2050 | Germany | graphite | none | mass | 0.33 | kg | kWh | none | none | none | literature_id: 32 | MG_MC_RE_Tchnologies
use phase - electricity infrastructure | Battery Storage - VFRB (Vandium Redox Flow Battery) | stack, conductor | 2050 | Germany | nafion | none | mass | 0.01 | kg | kWh | none | none | none | literature_id: 32 | MG_MC_RE_Tchnologies
use phase - electricity infrastructure | Battery Storage - VFRB (Vandium Redox Flow Battery) | stack | 2050 | Germany | copper | none | mass | 0.14 | kg | kWh | none | none | none | literature_id: 32 | MG_MC_RE_Tchnologies
use phase - electricity infrastructure | Battery Storage - VFRB (Vandium Redox Flow Battery) | stack, gasket | 2050 | Germany | FKM (fluorocarbon-based fluoroelastomer materials) | none | mass | 0.05 | kg | kWh | none | none | none | literature_id: 32 | MG_MC_RE_Tchnologies
use phase - electricity infrastructure | Battery Storage - VFRB (Vandium Redox Flow Battery) | stack, housing | 2050 | Germany | steel | none | mass | 0.09 | kg | kWh | none | none | none | literature_id: 32 | MG_MC_RE_Tchnologies
use phase - electricity infrastructure | Battery Storage - VFRB (Vandium Redox Flow Battery) | cell, housing | 2050 | Germany | PVC | none | mass | 0.04 | kg | kWh | none | none | none | literature_id: 32 | MG_MC_RE_Tchnologies
use phase - electricity infrastructure | Battery Storage - VFRB (Vandium Redox Flow Battery) | tank | 2050 | Germany | glass fibre | none | mass | 3.93 | kg | kWh | none | none | none | literature_id: 32 | MG_MC_RE_Tchnologies
use phase - electricity infrastructure | Battery Storage - VFRB (Vandium Redox Flow Battery) | pumps | 2050 | Germany | steel, plastic coated | none | mass | 0.04 | kg | kWh | none | none | none | literature_id: 32 | MG_MC_RE_Tchnologies
use phase - electricity infrastructure | Battery Storage - VFRB (Vandium Redox Flow Battery) | pipes | 2050 | Germany | steel, teflon coated | none | mass | 0.02 | kg | kWh | none | none | none | literature_id: 32 | MG_MC_RE_Tchnologies
use phase - electricity infrastructure | Battery Storage - VFRB (Vandium Redox Flow Battery) | inverter | 2050 | Germany | copper | none | mass | 0.19 | kg | kWh | none | none | none | literature_id: 32 | MG_MC_RE_Tchnologies
use phase - electricity infrastructure | Battery Storage - VFRB (Vandium Redox Flow Battery) | cable | 2050 | Germany | PVC | none | mass | 0.02 | kg | kWh | none | none | none | literature_id: 32 | MG_MC_RE_Tchnologies
use phase - electricity infrastructure | Battery Storage - VFRB (Vandium Redox Flow Battery) | heat exchanger | 2050 | Germany | copper | none | mass | 0.01 | kg | kWh | none | none | none | literature_id: 32 | MG_MC_RE_Tchnologies
use phase - electricity infrastructure | Battery Storage - VFRB (Vandium Redox Flow Battery) | process control system | 2050 | Germany | stainless steel | none | mass | 0.15 | kg | kWh | none | none | none | literature_id: 32 | MG_MC_RE_Tchnologies
use phase - electricity infrastructure | Battery Storage - VFRB (Vandium Redox Flow Battery) | process control system | 2050 | Germany | aluminium | none | mass | 0.077 | kg | kWh | none | none | none | literature_id: 32 | MG_MC_RE_Tchnologies
use phase - electricity infrastructure | Battery Storage - VFRB (Vandium Redox Flow Battery) | process control system | 2050 | Germany | iron | none | mass | 0.02 | kg | kWh | none | none | none | literature_id: 32 | MG_MC_RE_Tchnologies
use phase - electricity infrastructure | Battery Storage - VFRB (Vandium Redox Flow Battery) | process control system | 2050 | Germany | copper | none | mass | 0.009 | kg | kWh | none | none | none | literature_id: 32 | MG_MC_RE_Tchnologies
use phase - electricity infrastructure | Battery Storage - VFRB (Vandium Redox Flow Battery) | process control system | 2050 | Germany | silicon | none | mass | 0.016 | kg | kWh | none | none | none | literature_id: 32 | MG_MC_RE_Tchnologies
use phase - electricity infrastructure | Battery Storage - VFRB (Vandium Redox Flow Battery) | process control system | 2050 | Germany | glass fibre | none | mass | 0.006 | kg | kWh | none | none | none | literature_id: 32 | MG_MC_RE_Tchnologies
use phase - electricity infrastructure | Battery Storage - VFRB (Vandium Redox Flow Battery) | process control system | 2050 | Germany | epoxy fibre | none | mass | 0.005 | kg | kWh | none | none | none | literature_id: 32 | MG_MC_RE_Tchnologies
use phase - electricity infrastructure | Battery Storage - VFRB (Vandium Redox Flow Battery) | process control system | 2050 | Germany | plastics | none | mass | 0.006 | kg | kWh | none | none | none | literature_id: 32 | MG_MC_RE_Tchnologies
use phase - electricity infrastructure | Battery Storage - NMC (Nickel Manganese Cobalt Lithium-Ion Battery) | cathode | 2018 | China | lithium | none | mass | 0.13 | kg | kWh | none | none | none | literature_id: 32 | MG_MC_RE_Tchnologies
use phase - electricity infrastructure | Battery Storage - NMC (Nickel Manganese Cobalt Lithium-Ion Battery) | cathode | 2018 | China | manganese | none | mass | 0.2 | kg | kWh | none | none | none | literature_id: 32 | MG_MC_RE_Tchnologies
use phase - electricity infrastructure | Battery Storage - NMC (Nickel Manganese Cobalt Lithium-Ion Battery) | cathode | 2018 | China | cobalt | none | mass | 0.21 | kg | kWh | none | none | none | literature_id: 32 | MG_MC_RE_Tchnologies
use phase - electricity infrastructure | Battery Storage - NMC (Nickel Manganese Cobalt Lithium-Ion Battery) | cathode | 2018 | China | nickel | none | mass | 0.63 | kg | kWh | none | none | none | literature_id: 32 | MG_MC_RE_Tchnologies
use phase - electricity infrastructure | Battery Storage - NMC (Nickel Manganese Cobalt Lithium-Ion Battery) | cathode, conductor foil | 2018 | China | aluminium | none | mass | 0.83 | kg | kWh | none | none | none | literature_id: 32 | MG_MC_RE_Tchnologies
use phase - electricity infrastructure | Battery Storage - NMC (Nickel Manganese Cobalt Lithium-Ion Battery) | cathode, binder | 2018 | China | polyvinylidene fluoride | none | mass | 0.35 | kg | kWh | none | none | none | literature_id: 32 | MG_MC_RE_Tchnologies
use phase - electricity infrastructure | Battery Storage - NMC (Nickel Manganese Cobalt Lithium-Ion Battery) | anode | 2018 | China | graphite | none | mass | 1.28 | kg | kWh | none | none | none | literature_id: 32 | MG_MC_RE_Tchnologies
use phase - electricity infrastructure | Battery Storage - NMC (Nickel Manganese Cobalt Lithium-Ion Battery) | anode, conductor foil | 2018 | China | copper | none | mass | 0.46 | kg | kWh | none | none | none | literature_id: 32 | MG_MC_RE_Tchnologies
use phase - electricity infrastructure | Battery Storage - NMC (Nickel Manganese Cobalt Lithium-Ion Battery) | anode, binder | 2018 | China | polyvinylidene fluoride | none | mass | 0.1 | kg | kWh | none | none | none | literature_id: 32 | MG_MC_RE_Tchnologies
use phase - electricity infrastructure | Battery Storage - NMC (Nickel Manganese Cobalt Lithium-Ion Battery) | electrolyte | 2018 | China | solvent | none | mass | 0.6 | kg | kWh | none | none | none | literature_id: 32 | MG_MC_RE_Tchnologies
use phase - electricity infrastructure | Battery Storage - NMC (Nickel Manganese Cobalt Lithium-Ion Battery) | electrolyte | 2018 | China | additive | none | mass | 0.001 | kg | kWh | none | none | none | literature_id: 32 | MG_MC_RE_Tchnologies
use phase - electricity infrastructure | Battery Storage - NMC (Nickel Manganese Cobalt Lithium-Ion Battery) | electrolyte | 2018 | China | LiPF6 | none | mass | 0.1 | kg | kWh | none | none | none | literature_id: 32 | MG_MC_RE_Tchnologies
use phase - electricity infrastructure | Battery Storage - NMC (Nickel Manganese Cobalt Lithium-Ion Battery) | electrolyte | 2018 | China | lithium | none | mass | 0.005 | kg | kWh | none | none | none | literature_id: 32 | MG_MC_RE_Tchnologies
use phase - electricity infrastructure | Battery Storage - NMC (Nickel Manganese Cobalt Lithium-Ion Battery) | electrolyte | 2018 | China | phosphor | none | mass | 0.025 | kg | kWh | none | none | none | literature_id: 32 | MG_MC_RE_Tchnologies
use phase - electricity infrastructure | Battery Storage - NMC (Nickel Manganese Cobalt Lithium-Ion Battery) | electrolyte | 2018 | China | fluorine | none | mass | 0.075 | kg | kWh | none | none | none | literature_id: 32 | MG_MC_RE_Tchnologies
use phase - electricity infrastructure | Battery Storage - NMC (Nickel Manganese Cobalt Lithium-Ion Battery) | electrolyte | 2018 | China | aluminium | none | mass | 0.24 | kg | kWh | none | none | none | literature_id: 32 | MG_MC_RE_Tchnologies
use phase - electricity infrastructure | Battery Storage - NMC (Nickel Manganese Cobalt Lithium-Ion Battery) | electrolyte, membranes | 2018 | China | polyolefine | none | mass | 0.1 | kg | kWh | none | none | none | literature_id: 32 | MG_MC_RE_Tchnologies
use phase - electricity infrastructure | Battery Storage - NMC (Nickel Manganese Cobalt Lithium-Ion Battery) | cable | 2018 | China | aluminium | none | mass | 0.016 | kg | kWh | none | none | none | literature_id: 32 | MG_MC_RE_Tchnologies
use phase - electricity infrastructure | Battery Storage - NMC (Nickel Manganese Cobalt Lithium-Ion Battery) | cable | 2018 | China | copper | none | mass | 0.15 | kg | kWh | none | none | none | literature_id: 32 | MG_MC_RE_Tchnologies
use phase - electricity infrastructure | Battery Storage - NMC (Nickel Manganese Cobalt Lithium-Ion Battery) | cable | 2018 | China | stainless steel | none | mass | 0.083 | kg | kWh | none | none | none | literature_id: 32 | MG_MC_RE_Tchnologies
use phase - electricity infrastructure | Battery Storage - NMC (Nickel Manganese Cobalt Lithium-Ion Battery) | frame | 2018 | China | plastics | none | mass | 1.24 | kg | kWh | none | none | none | literature_id: 32 | MG_MC_RE_Tchnologies
use phase - electricity infrastructure | Battery Storage - NMC (Nickel Manganese Cobalt Lithium-Ion Battery) | frame | 2018 | China | stainless steel | none | mass | 0.08 | kg | kWh | none | none | none | literature_id: 32 | MG_MC_RE_Tchnologies
use phase - electricity infrastructure | Battery Storage - NMC (Nickel Manganese Cobalt Lithium-Ion Battery) | housing | 2018 | China | stainless steel | none | mass | 2.31 | kg | kWh | none | none | none | literature_id: 32 | MG_MC_RE_Tchnologies
use phase - electricity infrastructure | Battery Storage - NMC (Nickel Manganese Cobalt Lithium-Ion Battery) | battery management system | 2018 | China | aluminium | none | mass | 0.23 | kg | kWh | none | none | none | literature_id: 32 | MG_MC_RE_Tchnologies
use phase - electricity infrastructure | Battery Storage - NMC (Nickel Manganese Cobalt Lithium-Ion Battery) | battery management system | 2018 | China | iron | none | mass | 0.06 | kg | kWh | none | none | none | literature_id: 32 | MG_MC_RE_Tchnologies
use phase - electricity infrastructure | Battery Storage - NMC (Nickel Manganese Cobalt Lithium-Ion Battery) | battery management system | 2018 | China | copper | none | mass | 0.026 | kg | kWh | none | none | none | literature_id: 32 | MG_MC_RE_Tchnologies
use phase - electricity infrastructure | Battery Storage - NMC (Nickel Manganese Cobalt Lithium-Ion Battery) | battery management system | 2018 | China | silicon | none | mass | 0.05 | kg | kWh | none | none | none | literature_id: 32 | MG_MC_RE_Tchnologies
use phase - electricity infrastructure | Battery Storage - NMC (Nickel Manganese Cobalt Lithium-Ion Battery) | battery management system | 2018 | China | glass fibre | none | mass | 0.018 | kg | kWh | none | none | none | literature_id: 32 | MG_MC_RE_Tchnologies
use phase - electricity infrastructure | Battery Storage - NMC (Nickel Manganese Cobalt Lithium-Ion Battery) | battery management system | 2018 | China | epoxy resin | none | mass | 0.014 | kg | kWh | none | none | none | literature_id: 32 | MG_MC_RE_Tchnologies
use phase - electricity infrastructure | Battery Storage - NMC (Nickel Manganese Cobalt Lithium-Ion Battery) | battery management system | 2018 | China | plastics | none | mass | 0.019 | kg | kWh | none | none | none | literature_id: 32 | MG_MC_RE_Tchnologies
use phase - electricity infrastructure | Battery Storage - NMC (Nickel Manganese Cobalt Lithium-Ion Battery) | cathode | 2020 | China | lithium | none | mass | 0.12 | kg | kWh | none | none | none | literature_id: 32 | MG_MC_RE_Tchnologies
use phase - electricity infrastructure | Battery Storage - NMC (Nickel Manganese Cobalt Lithium-Ion Battery) | cathode | 2020 | China | manganese | none | mass | 0.19 | kg | kWh | none | none | none | literature_id: 32 | MG_MC_RE_Tchnologies
use phase - electricity infrastructure | Battery Storage - NMC (Nickel Manganese Cobalt Lithium-Ion Battery) | cathode | 2020 | China | cobalt | none | mass | 0.2 | kg | kWh | none | none | none | literature_id: 32 | MG_MC_RE_Tchnologies
use phase - electricity infrastructure | Battery Storage - NMC (Nickel Manganese Cobalt Lithium-Ion Battery) | cathode | 2020 | China | nickel | none | mass | 0.61 | kg | kWh | none | none | none | literature_id: 32 | MG_MC_RE_Tchnologies
use phase - electricity infrastructure | Battery Storage - NMC (Nickel Manganese Cobalt Lithium-Ion Battery) | cathode, conductor foil | 2020 | China | aluminium | none | mass | 0.8 | kg | kWh | none | none | none | literature_id: 32 | MG_MC_RE_Tchnologies
use phase - electricity infrastructure | Battery Storage - NMC (Nickel Manganese Cobalt Lithium-Ion Battery) | cathode, binder | 2020 | China | polyvinylidene fluoride | none | mass | 0.35 | kg | kWh | none | none | none | literature_id: 32 | MG_MC_RE_Tchnologies
use phase - electricity infrastructure | Battery Storage - NMC (Nickel Manganese Cobalt Lithium-Ion Battery) | anode | 2020 | China | graphite | none | mass | 1.23 | kg | kWh | none | none | none | literature_id: 32 | MG_MC_RE_Tchnologies
use phase - electricity infrastructure | Battery Storage - NMC (Nickel Manganese Cobalt Lithium-Ion Battery) | anode, conductor foil | 2020 | China | copper | none | mass | 0.44 | kg | kWh | none | none | none | literature_id: 32 | MG_MC_RE_Tchnologies
use phase - electricity infrastructure | Battery Storage - NMC (Nickel Manganese Cobalt Lithium-Ion Battery) | anode, binder | 2020 | China | polyvinylidene fluoride | none | mass | 0.1 | kg | kWh | none | none | none | literature_id: 32 | MG_MC_RE_Tchnologies
use phase - electricity infrastructure | Battery Storage - NMC (Nickel Manganese Cobalt Lithium-Ion Battery) | electrolyte | 2020 | China | solvent | none | mass | 0.6 | kg | kWh | none | none | none | literature_id: 32 | MG_MC_RE_Tchnologies
use phase - electricity infrastructure | Battery Storage - NMC (Nickel Manganese Cobalt Lithium-Ion Battery) | electrolyte | 2020 | China | additive | none | mass | 0.001 | kg | kWh | none | none | none | literature_id: 32 | MG_MC_RE_Tchnologies
use phase - electricity infrastructure | Battery Storage - NMC (Nickel Manganese Cobalt Lithium-Ion Battery) | electrolyte | 2020 | China | LiPF6 | none | mass | 0.1 | kg | kWh | none | none | none | literature_id: 32 | MG_MC_RE_Tchnologies
use phase - electricity infrastructure | Battery Storage - NMC (Nickel Manganese Cobalt Lithium-Ion Battery) | electrolyte | 2020 | China | lithium | none | mass | 0.004 | kg | kWh | none | none | none | literature_id: 32 | MG_MC_RE_Tchnologies
use phase - electricity infrastructure | Battery Storage - NMC (Nickel Manganese Cobalt Lithium-Ion Battery) | electrolyte | 2020 | China | phosphor | none | mass | 0.025 | kg | kWh | none | none | none | literature_id: 32 | MG_MC_RE_Tchnologies
use phase - electricity infrastructure | Battery Storage - NMC (Nickel Manganese Cobalt Lithium-Ion Battery) | electrolyte | 2020 | China | fluorine | none | mass | 0.075 | kg | kWh | none | none | none | literature_id: 32 | MG_MC_RE_Tchnologies
use phase - electricity infrastructure | Battery Storage - NMC (Nickel Manganese Cobalt Lithium-Ion Battery) | electrolyte | 2020 | China | aluminium | none | mass | 0.24 | kg | kWh | none | none | none | literature_id: 32 | MG_MC_RE_Tchnologies
use phase - electricity infrastructure | Battery Storage - NMC (Nickel Manganese Cobalt Lithium-Ion Battery) | electrolyte, membranes | 2020 | China | polyolefine | none | mass | 0.1 | kg | kWh | none | none | none | literature_id: 32 | MG_MC_RE_Tchnologies
use phase - electricity infrastructure | Battery Storage - NMC (Nickel Manganese Cobalt Lithium-Ion Battery) | cable | 2020 | China | aluminium | none | mass | 0.016 | kg | kWh | none | none | none | literature_id: 32 | MG_MC_RE_Tchnologies
use phase - electricity infrastructure | Battery Storage - NMC (Nickel Manganese Cobalt Lithium-Ion Battery) | cable | 2020 | China | copper | none | mass | 0.15 | kg | kWh | none | none | none | literature_id: 32 | MG_MC_RE_Tchnologies
use phase - electricity infrastructure | Battery Storage - NMC (Nickel Manganese Cobalt Lithium-Ion Battery) | cable | 2020 | China | stainless steel | none | mass | 0.083 | kg | kWh | none | none | none | literature_id: 32 | MG_MC_RE_Tchnologies
use phase - electricity infrastructure | Battery Storage - NMC (Nickel Manganese Cobalt Lithium-Ion Battery) | frame | 2020 | China | plastics | none | mass | 1.24 | kg | kWh | none | none | none | literature_id: 32 | MG_MC_RE_Tchnologies
use phase - electricity infrastructure | Battery Storage - NMC (Nickel Manganese Cobalt Lithium-Ion Battery) | frame | 2020 | China | stainless steel | none | mass | 0.08 | kg | kWh | none | none | none | literature_id: 32 | MG_MC_RE_Tchnologies
use phase - electricity infrastructure | Battery Storage - NMC (Nickel Manganese Cobalt Lithium-Ion Battery) | housing | 2020 | China | stainless steel | none | mass | 2.31 | kg | kWh | none | none | none | literature_id: 32 | MG_MC_RE_Tchnologies
use phase - electricity infrastructure | Battery Storage - NMC (Nickel Manganese Cobalt Lithium-Ion Battery) | battery management system | 2020 | China | aluminium | none | mass | 0.23 | kg | kWh | none | none | none | literature_id: 32 | MG_MC_RE_Tchnologies
use phase - electricity infrastructure | Battery Storage - NMC (Nickel Manganese Cobalt Lithium-Ion Battery) | battery management system | 2020 | China | iron | none | mass | 0.06 | kg | kWh | none | none | none | literature_id: 32 | MG_MC_RE_Tchnologies
use phase - electricity infrastructure | Battery Storage - NMC (Nickel Manganese Cobalt Lithium-Ion Battery) | battery management system | 2020 | China | copper | none | mass | 0.026 | kg | kWh | none | none | none | literature_id: 32 | MG_MC_RE_Tchnologies
use phase - electricity infrastructure | Battery Storage - NMC (Nickel Manganese Cobalt Lithium-Ion Battery) | battery management system | 2020 | China | silicon | none | mass | 0.05 | kg | kWh | none | none | none | literature_id: 32 | MG_MC_RE_Tchnologies
use phase - electricity infrastructure | Battery Storage - NMC (Nickel Manganese Cobalt Lithium-Ion Battery) | battery management system | 2020 | China | glass fibre | none | mass | 0.018 | kg | kWh | none | none | none | literature_id: 32 | MG_MC_RE_Tchnologies
use phase - electricity infrastructure | Battery Storage - NMC (Nickel Manganese Cobalt Lithium-Ion Battery) | battery management system | 2020 | China | epoxy resin | none | mass | 0.014 | kg | kWh | none | none | none | literature_id: 32 | MG_MC_RE_Tchnologies
use phase - electricity infrastructure | Battery Storage - NMC (Nickel Manganese Cobalt Lithium-Ion Battery) | battery management system | 2020 | China | plastics | none | mass | 0.019 | kg | kWh | none | none | none | literature_id: 32 | MG_MC_RE_Tchnologies
use phase - electricity infrastructure | Battery Storage - NMC (Nickel Manganese Cobalt Lithium-Ion Battery) | cathode | 2025 | China | lithium | none | mass | 0.11 | kg | kWh | none | none | none | literature_id: 32 | MG_MC_RE_Tchnologies
use phase - electricity infrastructure | Battery Storage - NMC (Nickel Manganese Cobalt Lithium-Ion Battery) | cathode | 2025 | China | manganese | none | mass | 0.18 | kg | kWh | none | none | none | literature_id: 32 | MG_MC_RE_Tchnologies
use phase - electricity infrastructure | Battery Storage - NMC (Nickel Manganese Cobalt Lithium-Ion Battery) | cathode | 2025 | China | cobalt | none | mass | 0.18 | kg | kWh | none | none | none | literature_id: 32 | MG_MC_RE_Tchnologies
use phase - electricity infrastructure | Battery Storage - NMC (Nickel Manganese Cobalt Lithium-Ion Battery) | cathode | 2025 | China | nickel | none | mass | 0.56 | kg | kWh | none | none | none | literature_id: 32 | MG_MC_RE_Tchnologies
use phase - electricity infrastructure | Battery Storage - NMC (Nickel Manganese Cobalt Lithium-Ion Battery) | cathode, conductor foil | 2025 | China | aluminium | none | mass | 0.74 | kg | kWh | none | none | none | literature_id: 32 | MG_MC_RE_Tchnologies
use phase - electricity infrastructure | Battery Storage - NMC (Nickel Manganese Cobalt Lithium-Ion Battery) | cathode, binder | 2025 | China | polyvinylidene fluoride | none | mass | 0.35 | kg | kWh | none | none | none | literature_id: 32 | MG_MC_RE_Tchnologies
use phase - electricity infrastructure | Battery Storage - NMC (Nickel Manganese Cobalt Lithium-Ion Battery) | anode | 2025 | China | graphite | none | mass | 1.13 | kg | kWh | none | none | none | literature_id: 32 | MG_MC_RE_Tchnologies
use phase - electricity infrastructure | Battery Storage - NMC (Nickel Manganese Cobalt Lithium-Ion Battery) | anode, conductor foil | 2025 | China | copper | none | mass | 0.4 | kg | kWh | none | none | none | literature_id: 32 | MG_MC_RE_Tchnologies
use phase - electricity infrastructure | Battery Storage - NMC (Nickel Manganese Cobalt Lithium-Ion Battery) | anode, binder | 2025 | China | polyvinylidene fluoride | none | mass | 0.1 | kg | kWh | none | none | none | literature_id: 32 | MG_MC_RE_Tchnologies
use phase - electricity infrastructure | Battery Storage - NMC (Nickel Manganese Cobalt Lithium-Ion Battery) | electrolyte | 2025 | China | solvent | none | mass | 0.6 | kg | kWh | none | none | none | literature_id: 32 | MG_MC_RE_Tchnologies
use phase - electricity infrastructure | Battery Storage - NMC (Nickel Manganese Cobalt Lithium-Ion Battery) | electrolyte | 2025 | China | additive | none | mass | 0.001 | kg | kWh | none | none | none | literature_id: 32 | MG_MC_RE_Tchnologies
use phase - electricity infrastructure | Battery Storage - NMC (Nickel Manganese Cobalt Lithium-Ion Battery) | electrolyte | 2025 | China | LiPF6 | none | mass | 0.1 | kg | kWh | none | none | none | literature_id: 32 | MG_MC_RE_Tchnologies
use phase - electricity infrastructure | Battery Storage - NMC (Nickel Manganese Cobalt Lithium-Ion Battery) | electrolyte | 2025 | China | lithium | none | mass | 0.004 | kg | kWh | none | none | none | literature_id: 32 | MG_MC_RE_Tchnologies
use phase - electricity infrastructure | Battery Storage - NMC (Nickel Manganese Cobalt Lithium-Ion Battery) | electrolyte | 2025 | China | phosphor | none | mass | 0.025 | kg | kWh | none | none | none | literature_id: 32 | MG_MC_RE_Tchnologies
use phase - electricity infrastructure | Battery Storage - NMC (Nickel Manganese Cobalt Lithium-Ion Battery) | electrolyte | 2025 | China | fluorine | none | mass | 0.075 | kg | kWh | none | none | none | literature_id: 32 | MG_MC_RE_Tchnologies
use phase - electricity infrastructure | Battery Storage - NMC (Nickel Manganese Cobalt Lithium-Ion Battery) | electrolyte | 2025 | China | aluminium | none | mass | 0.24 | kg | kWh | none | none | none | literature_id: 32 | MG_MC_RE_Tchnologies
use phase - electricity infrastructure | Battery Storage - NMC (Nickel Manganese Cobalt Lithium-Ion Battery) | electrolyte, membranes | 2025 | China | polyolefine | none | mass | 0.1 | kg | kWh | none | none | none | literature_id: 32 | MG_MC_RE_Tchnologies
use phase - electricity infrastructure | Battery Storage - NMC (Nickel Manganese Cobalt Lithium-Ion Battery) | cable | 2025 | China | aluminium | none | mass | 0.016 | kg | kWh | none | none | none | literature_id: 32 | MG_MC_RE_Tchnologies
use phase - electricity infrastructure | Battery Storage - NMC (Nickel Manganese Cobalt Lithium-Ion Battery) | cable | 2025 | China | copper | none | mass | 0.15 | kg | kWh | none | none | none | literature_id: 32 | MG_MC_RE_Tchnologies
use phase - electricity infrastructure | Battery Storage - NMC (Nickel Manganese Cobalt Lithium-Ion Battery) | cable | 2025 | China | stainless steel | none | mass | 0.083 | kg | kWh | none | none | none | literature_id: 32 | MG_MC_RE_Tchnologies
use phase - electricity infrastructure | Battery Storage - NMC (Nickel Manganese Cobalt Lithium-Ion Battery) | frame | 2025 | China | plastics | none | mass | 1.24 | kg | kWh | none | none | none | literature_id: 32 | MG_MC_RE_Tchnologies
use phase - electricity infrastructure | Battery Storage - NMC (Nickel Manganese Cobalt Lithium-Ion Battery) | frame | 2025 | China | stainless steel | none | mass | 0.08 | kg | kWh | none | none | none | literature_id: 32 | MG_MC_RE_Tchnologies
use phase - electricity infrastructure | Battery Storage - NMC (Nickel Manganese Cobalt Lithium-Ion Battery) | housing | 2025 | China | stainless steel | none | mass | 2.31 | kg | kWh | none | none | none | literature_id: 32 | MG_MC_RE_Tchnologies
use phase - electricity infrastructure | Battery Storage - NMC (Nickel Manganese Cobalt Lithium-Ion Battery) | battery management system | 2025 | China | aluminium | none | mass | 0.23 | kg | kWh | none | none | none | literature_id: 32 | MG_MC_RE_Tchnologies
use phase - electricity infrastructure | Battery Storage - NMC (Nickel Manganese Cobalt Lithium-Ion Battery) | battery management system | 2025 | China | iron | none | mass | 0.06 | kg | kWh | none | none | none | literature_id: 32 | MG_MC_RE_Tchnologies
use phase - electricity infrastructure | Battery Storage - NMC (Nickel Manganese Cobalt Lithium-Ion Battery) | battery management system | 2025 | China | copper | none | mass | 0.026 | kg | kWh | none | none | none | literature_id: 32 | MG_MC_RE_Tchnologies
use phase - electricity infrastructure | Battery Storage - NMC (Nickel Manganese Cobalt Lithium-Ion Battery) | battery management system | 2025 | China | silicon | none | mass | 0.05 | kg | kWh | none | none | none | literature_id: 32 | MG_MC_RE_Tchnologies
use phase - electricity infrastructure | Battery Storage - NMC (Nickel Manganese Cobalt Lithium-Ion Battery) | battery management system | 2025 | China | glass fibre | none | mass | 0.018 | kg | kWh | none | none | none | literature_id: 32 | MG_MC_RE_Tchnologies
use phase - electricity infrastructure | Battery Storage - NMC (Nickel Manganese Cobalt Lithium-Ion Battery) | battery management system | 2025 | China | epoxy resin | none | mass | 0.014 | kg | kWh | none | none | none | literature_id: 32 | MG_MC_RE_Tchnologies
use phase - electricity infrastructure | Battery Storage - NMC (Nickel Manganese Cobalt Lithium-Ion Battery) | battery management system | 2025 | China | plastics | none | mass | 0.019 | kg | kWh | none | none | none | literature_id: 32 | MG_MC_RE_Tchnologies
use phase - electricity infrastructure | Battery Storage - NMC (Nickel Manganese Cobalt Lithium-Ion Battery) | cathode | 2030 | China | lithium | none | mass | 0.1 | kg | kWh | none | none | none | literature_id: 32 | MG_MC_RE_Tchnologies
use phase - electricity infrastructure | Battery Storage - NMC (Nickel Manganese Cobalt Lithium-Ion Battery) | cathode | 2030 | China | manganese | none | mass | 0.16 | kg | kWh | none | none | none | literature_id: 32 | MG_MC_RE_Tchnologies
use phase - electricity infrastructure | Battery Storage - NMC (Nickel Manganese Cobalt Lithium-Ion Battery) | cathode | 2030 | China | cobalt | none | mass | 0.17 | kg | kWh | none | none | none | literature_id: 32 | MG_MC_RE_Tchnologies
use phase - electricity infrastructure | Battery Storage - NMC (Nickel Manganese Cobalt Lithium-Ion Battery) | cathode | 2030 | China | nickel | none | mass | 0.51 | kg | kWh | none | none | none | literature_id: 32 | MG_MC_RE_Tchnologies
use phase - electricity infrastructure | Battery Storage - NMC (Nickel Manganese Cobalt Lithium-Ion Battery) | cathode, conductor foil | 2030 | China | aluminium | none | mass | 0.67 | kg | kWh | none | none | none | literature_id: 32 | MG_MC_RE_Tchnologies
use phase - electricity infrastructure | Battery Storage - NMC (Nickel Manganese Cobalt Lithium-Ion Battery) | cathode, binder | 2030 | China | polyvinylidene fluoride | none | mass | 0.35 | kg | kWh | none | none | none | literature_id: 32 | MG_MC_RE_Tchnologies
use phase - electricity infrastructure | Battery Storage - NMC (Nickel Manganese Cobalt Lithium-Ion Battery) | anode | 2030 | China | graphite | none | mass | 1.03 | kg | kWh | none | none | none | literature_id: 32 | MG_MC_RE_Tchnologies
use phase - electricity infrastructure | Battery Storage - NMC (Nickel Manganese Cobalt Lithium-Ion Battery) | anode, conductor foil | 2030 | China | copper | none | mass | 0.37 | kg | kWh | none | none | none | literature_id: 32 | MG_MC_RE_Tchnologies
use phase - electricity infrastructure | Battery Storage - NMC (Nickel Manganese Cobalt Lithium-Ion Battery) | anode, binder | 2030 | China | polyvinylidene fluoride | none | mass | 0.1 | kg | kWh | none | none | none | literature_id: 32 | MG_MC_RE_Tchnologies
use phase - electricity infrastructure | Battery Storage - NMC (Nickel Manganese Cobalt Lithium-Ion Battery) | electrolyte | 2030 | China | solvent | none | mass | 0.6 | kg | kWh | none | none | none | literature_id: 32 | MG_MC_RE_Tchnologies
use phase - electricity infrastructure | Battery Storage - NMC (Nickel Manganese Cobalt Lithium-Ion Battery) | electrolyte | 2030 | China | additive | none | mass | 0.001 | kg | kWh | none | none | none | literature_id: 32 | MG_MC_RE_Tchnologies
use phase - electricity infrastructure | Battery Storage - NMC (Nickel Manganese Cobalt Lithium-Ion Battery) | electrolyte | 2030 | China | LiPF6 | none | mass | 0.1 | kg | kWh | none | none | none | literature_id: 32 | MG_MC_RE_Tchnologies
use phase - electricity infrastructure | Battery Storage - NMC (Nickel Manganese Cobalt Lithium-Ion Battery) | electrolyte | 2030 | China | lithium | none | mass | 0.004 | kg | kWh | none | none | none | literature_id: 32 | MG_MC_RE_Tchnologies
use phase - electricity infrastructure | Battery Storage - NMC (Nickel Manganese Cobalt Lithium-Ion Battery) | electrolyte | 2030 | China | phosphor | none | mass | 0.025 | kg | kWh | none | none | none | literature_id: 32 | MG_MC_RE_Tchnologies
use phase - electricity infrastructure | Battery Storage - NMC (Nickel Manganese Cobalt Lithium-Ion Battery) | electrolyte | 2030 | China | fluorine | none | mass | 0.075 | kg | kWh | none | none | none | literature_id: 32 | MG_MC_RE_Tchnologies
use phase - electricity infrastructure | Battery Storage - NMC (Nickel Manganese Cobalt Lithium-Ion Battery) | electrolyte | 2030 | China | aluminium | none | mass | 0.24 | kg | kWh | none | none | none | literature_id: 32 | MG_MC_RE_Tchnologies
use phase - electricity infrastructure | Battery Storage - NMC (Nickel Manganese Cobalt Lithium-Ion Battery) | electrolyte, membranes | 2030 | China | polyolefine | none | mass | 0.1 | kg | kWh | none | none | none | literature_id: 32 | MG_MC_RE_Tchnologies
use phase - electricity infrastructure | Battery Storage - NMC (Nickel Manganese Cobalt Lithium-Ion Battery) | cable | 2030 | China | aluminium | none | mass | 0.016 | kg | kWh | none | none | none | literature_id: 32 | MG_MC_RE_Tchnologies
use phase - electricity infrastructure | Battery Storage - NMC (Nickel Manganese Cobalt Lithium-Ion Battery) | cable | 2030 | China | copper | none | mass | 0.15 | kg | kWh | none | none | none | literature_id: 32 | MG_MC_RE_Tchnologies
use phase - electricity infrastructure | Battery Storage - NMC (Nickel Manganese Cobalt Lithium-Ion Battery) | cable | 2030 | China | stainless steel | none | mass | 0.083 | kg | kWh | none | none | none | literature_id: 32 | MG_MC_RE_Tchnologies
use phase - electricity infrastructure | Battery Storage - NMC (Nickel Manganese Cobalt Lithium-Ion Battery) | frame | 2030 | China | plastics | none | mass | 1.24 | kg | kWh | none | none | none | literature_id: 32 | MG_MC_RE_Tchnologies
use phase - electricity infrastructure | Battery Storage - NMC (Nickel Manganese Cobalt Lithium-Ion Battery) | frame | 2030 | China | stainless steel | none | mass | 0.08 | kg | kWh | none | none | none | literature_id: 32 | MG_MC_RE_Tchnologies
use phase - electricity infrastructure | Battery Storage - NMC (Nickel Manganese Cobalt Lithium-Ion Battery) | housing | 2030 | China | stainless steel | none | mass | 2.31 | kg | kWh | none | none | none | literature_id: 32 | MG_MC_RE_Tchnologies
use phase - electricity infrastructure | Battery Storage - NMC (Nickel Manganese Cobalt Lithium-Ion Battery) | battery management system | 2030 | China | aluminium | none | mass | 0.23 | kg | kWh | none | none | none | literature_id: 32 | MG_MC_RE_Tchnologies
use phase - electricity infrastructure | Battery Storage - NMC (Nickel Manganese Cobalt Lithium-Ion Battery) | battery management system | 2030 | China | iron | none | mass | 0.06 | kg | kWh | none | none | none | literature_id: 32 | MG_MC_RE_Tchnologies
use phase - electricity infrastructure | Battery Storage - NMC (Nickel Manganese Cobalt Lithium-Ion Battery) | battery management system | 2030 | China | copper | none | mass | 0.026 | kg | kWh | none | none | none | literature_id: 32 | MG_MC_RE_Tchnologies
use phase - electricity infrastructure | Battery Storage - NMC (Nickel Manganese Cobalt Lithium-Ion Battery) | battery management system | 2030 | China | silicon | none | mass | 0.05 | kg | kWh | none | none | none | literature_id: 32 | MG_MC_RE_Tchnologies
use phase - electricity infrastructure | Battery Storage - NMC (Nickel Manganese Cobalt Lithium-Ion Battery) | battery management system | 2030 | China | glass fibre | none | mass | 0.018 | kg | kWh | none | none | none | literature_id: 32 | MG_MC_RE_Tchnologies
use phase - electricity infrastructure | Battery Storage - NMC (Nickel Manganese Cobalt Lithium-Ion Battery) | battery management system | 2030 | China | epoxy resin | none | mass | 0.014 | kg | kWh | none | none | none | literature_id: 32 | MG_MC_RE_Tchnologies
use phase - electricity infrastructure | Battery Storage - NMC (Nickel Manganese Cobalt Lithium-Ion Battery) | battery management system | 2030 | China | plastics | none | mass | 0.019 | kg | kWh | none | none | none | literature_id: 32 | MG_MC_RE_Tchnologies
use phase - electricity infrastructure | Battery Storage - NMC (Nickel Manganese Cobalt Lithium-Ion Battery) | cathode | 2035 | China | lithium | none | mass | 0.09 | kg | kWh | none | none | none | literature_id: 32 | MG_MC_RE_Tchnologies
use phase - electricity infrastructure | Battery Storage - NMC (Nickel Manganese Cobalt Lithium-Ion Battery) | cathode | 2035 | China | manganese | none | mass | 0.15 | kg | kWh | none | none | none | literature_id: 32 | MG_MC_RE_Tchnologies
use phase - electricity infrastructure | Battery Storage - NMC (Nickel Manganese Cobalt Lithium-Ion Battery) | cathode | 2035 | China | cobalt | none | mass | 0.15 | kg | kWh | none | none | none | literature_id: 32 | MG_MC_RE_Tchnologies
use phase - electricity infrastructure | Battery Storage - NMC (Nickel Manganese Cobalt Lithium-Ion Battery) | cathode | 2035 | China | nickel | none | mass | 0.47 | kg | kWh | none | none | none | literature_id: 32 | MG_MC_RE_Tchnologies
use phase - electricity infrastructure | Battery Storage - NMC (Nickel Manganese Cobalt Lithium-Ion Battery) | cathode, conductor foil | 2035 | China | aluminium | none | mass | 0.62 | kg | kWh | none | none | none | literature_id: 32 | MG_MC_RE_Tchnologies
use phase - electricity infrastructure | Battery Storage - NMC (Nickel Manganese Cobalt Lithium-Ion Battery) | cathode, binder | 2035 | China | polyvinylidene fluoride | none | mass | 0.35 | kg | kWh | none | none | none | literature_id: 32 | MG_MC_RE_Tchnologies
use phase - electricity infrastructure | Battery Storage - NMC (Nickel Manganese Cobalt Lithium-Ion Battery) | anode | 2035 | China | graphite | none | mass | 0.95 | kg | kWh | none | none | none | literature_id: 32 | MG_MC_RE_Tchnologies
use phase - electricity infrastructure | Battery Storage - NMC (Nickel Manganese Cobalt Lithium-Ion Battery) | anode, conductor foil | 2035 | China | copper | none | mass | 0.34 | kg | kWh | none | none | none | literature_id: 32 | MG_MC_RE_Tchnologies
use phase - electricity infrastructure | Battery Storage - NMC (Nickel Manganese Cobalt Lithium-Ion Battery) | anode, binder | 2035 | China | polyvinylidene fluoride | none | mass | 0.1 | kg | kWh | none | none | none | literature_id: 32 | MG_MC_RE_Tchnologies
use phase - electricity infrastructure | Battery Storage - NMC (Nickel Manganese Cobalt Lithium-Ion Battery) | electrolyte | 2035 | China | solvent | none | mass | 0.6 | kg | kWh | none | none | none | literature_id: 32 | MG_MC_RE_Tchnologies
use phase - electricity infrastructure | Battery Storage - NMC (Nickel Manganese Cobalt Lithium-Ion Battery) | electrolyte | 2035 | China | additive | none | mass | 0.001 | kg | kWh | none | none | none | literature_id: 32 | MG_MC_RE_Tchnologies
use phase - electricity infrastructure | Battery Storage - NMC (Nickel Manganese Cobalt Lithium-Ion Battery) | electrolyte | 2035 | China | LiPF6 | none | mass | 0.1 | kg | kWh | none | none | none | literature_id: 32 | MG_MC_RE_Tchnologies
use phase - electricity infrastructure | Battery Storage - NMC (Nickel Manganese Cobalt Lithium-Ion Battery) | electrolyte | 2035 | China | lithium | none | mass | 0.003 | kg | kWh | none | none | none | literature_id: 32 | MG_MC_RE_Tchnologies
use phase - electricity infrastructure | Battery Storage - NMC (Nickel Manganese Cobalt Lithium-Ion Battery) | electrolyte | 2035 | China | phosphor | none | mass | 0.025 | kg | kWh | none | none | none | literature_id: 32 | MG_MC_RE_Tchnologies
use phase - electricity infrastructure | Battery Storage - NMC (Nickel Manganese Cobalt Lithium-Ion Battery) | electrolyte | 2035 | China | fluorine | none | mass | 0.075 | kg | kWh | none | none | none | literature_id: 32 | MG_MC_RE_Tchnologies
use phase - electricity infrastructure | Battery Storage - NMC (Nickel Manganese Cobalt Lithium-Ion Battery) | electrolyte | 2035 | China | aluminium | none | mass | 0.24 | kg | kWh | none | none | none | literature_id: 32 | MG_MC_RE_Tchnologies
use phase - electricity infrastructure | Battery Storage - NMC (Nickel Manganese Cobalt Lithium-Ion Battery) | electrolyte, membranes | 2035 | China | polyolefine | none | mass | 0.1 | kg | kWh | none | none | none | literature_id: 32 | MG_MC_RE_Tchnologies
use phase - electricity infrastructure | Battery Storage - NMC (Nickel Manganese Cobalt Lithium-Ion Battery) | cable | 2035 | China | aluminium | none | mass | 0.016 | kg | kWh | none | none | none | literature_id: 32 | MG_MC_RE_Tchnologies
use phase - electricity infrastructure | Battery Storage - NMC (Nickel Manganese Cobalt Lithium-Ion Battery) | cable | 2035 | China | copper | none | mass | 0.15 | kg | kWh | none | none | none | literature_id: 32 | MG_MC_RE_Tchnologies
use phase - electricity infrastructure | Battery Storage - NMC (Nickel Manganese Cobalt Lithium-Ion Battery) | cable | 2035 | China | stainless steel | none | mass | 0.083 | kg | kWh | none | none | none | literature_id: 32 | MG_MC_RE_Tchnologies
use phase - electricity infrastructure | Battery Storage - NMC (Nickel Manganese Cobalt Lithium-Ion Battery) | frame | 2035 | China | plastics | none | mass | 1.24 | kg | kWh | none | none | none | literature_id: 32 | MG_MC_RE_Tchnologies
use phase - electricity infrastructure | Battery Storage - NMC (Nickel Manganese Cobalt Lithium-Ion Battery) | frame | 2035 | China | stainless steel | none | mass | 0.08 | kg | kWh | none | none | none | literature_id: 32 | MG_MC_RE_Tchnologies
use phase - electricity infrastructure | Battery Storage - NMC (Nickel Manganese Cobalt Lithium-Ion Battery) | housing | 2035 | China | stainless steel | none | mass | 2.31 | kg | kWh | none | none | none | literature_id: 32 | MG_MC_RE_Tchnologies
use phase - electricity infrastructure | Battery Storage - NMC (Nickel Manganese Cobalt Lithium-Ion Battery) | battery management system | 2035 | China | aluminium | none | mass | 0.23 | kg | kWh | none | none | none | literature_id: 32 | MG_MC_RE_Tchnologies
use phase - electricity infrastructure | Battery Storage - NMC (Nickel Manganese Cobalt Lithium-Ion Battery) | battery management system | 2035 | China | iron | none | mass | 0.06 | kg | kWh | none | none | none | literature_id: 32 | MG_MC_RE_Tchnologies
use phase - electricity infrastructure | Battery Storage - NMC (Nickel Manganese Cobalt Lithium-Ion Battery) | battery management system | 2035 | China | copper | none | mass | 0.026 | kg | kWh | none | none | none | literature_id: 32 | MG_MC_RE_Tchnologies
use phase - electricity infrastructure | Battery Storage - NMC (Nickel Manganese Cobalt Lithium-Ion Battery) | battery management system | 2035 | China | silicon | none | mass | 0.05 | kg | kWh | none | none | none | literature_id: 32 | MG_MC_RE_Tchnologies
use phase - electricity infrastructure | Battery Storage - NMC (Nickel Manganese Cobalt Lithium-Ion Battery) | battery management system | 2035 | China | glass fibre | none | mass | 0.018 | kg | kWh | none | none | none | literature_id: 32 | MG_MC_RE_Tchnologies
use phase - electricity infrastructure | Battery Storage - NMC (Nickel Manganese Cobalt Lithium-Ion Battery) | battery management system | 2035 | China | epoxy resin | none | mass | 0.014 | kg | kWh | none | none | none | literature_id: 32 | MG_MC_RE_Tchnologies
use phase - electricity infrastructure | Battery Storage - NMC (Nickel Manganese Cobalt Lithium-Ion Battery) | battery management system | 2035 | China | plastics | none | mass | 0.019 | kg | kWh | none | none | none | literature_id: 32 | MG_MC_RE_Tchnologies
use phase - electricity infrastructure | Battery Storage - NMC (Nickel Manganese Cobalt Lithium-Ion Battery) | cathode | 2040 | China | lithium | none | mass | 0.09 | kg | kWh | none | none | none | literature_id: 32 | MG_MC_RE_Tchnologies
use phase - electricity infrastructure | Battery Storage - NMC (Nickel Manganese Cobalt Lithium-Ion Battery) | cathode | 2040 | China | manganese | none | mass | 0.14 | kg | kWh | none | none | none | literature_id: 32 | MG_MC_RE_Tchnologies
use phase - electricity infrastructure | Battery Storage - NMC (Nickel Manganese Cobalt Lithium-Ion Battery) | cathode | 2040 | China | cobalt | none | mass | 0.14 | kg | kWh | none | none | none | literature_id: 32 | MG_MC_RE_Tchnologies
use phase - electricity infrastructure | Battery Storage - NMC (Nickel Manganese Cobalt Lithium-Ion Battery) | cathode | 2040 | China | nickel | none | mass | 0.43 | kg | kWh | none | none | none | literature_id: 32 | MG_MC_RE_Tchnologies
use phase - electricity infrastructure | Battery Storage - NMC (Nickel Manganese Cobalt Lithium-Ion Battery) | cathode, conductor foil | 2040 | China | aluminium | none | mass | 0.57 | kg | kWh | none | none | none | literature_id: 32 | MG_MC_RE_Tchnologies
use phase - electricity infrastructure | Battery Storage - NMC (Nickel Manganese Cobalt Lithium-Ion Battery) | cathode, binder | 2040 | China | polyvinylidene fluoride | none | mass | 0.35 | kg | kWh | none | none | none | literature_id: 32 | MG_MC_RE_Tchnologies
use phase - electricity infrastructure | Battery Storage - NMC (Nickel Manganese Cobalt Lithium-Ion Battery) | anode | 2040 | China | graphite | none | mass | 0.87 | kg | kWh | none | none | none | literature_id: 32 | MG_MC_RE_Tchnologies
use phase - electricity infrastructure | Battery Storage - NMC (Nickel Manganese Cobalt Lithium-Ion Battery) | anode, conductor foil | 2040 | China | copper | none | mass | 0.31 | kg | kWh | none | none | none | literature_id: 32 | MG_MC_RE_Tchnologies
use phase - electricity infrastructure | Battery Storage - NMC (Nickel Manganese Cobalt Lithium-Ion Battery) | anode, binder | 2040 | China | polyvinylidene fluoride | none | mass | 0.1 | kg | kWh | none | none | none | literature_id: 32 | MG_MC_RE_Tchnologies
use phase - electricity infrastructure | Battery Storage - NMC (Nickel Manganese Cobalt Lithium-Ion Battery) | electrolyte | 2040 | China | solvent | none | mass | 0.6 | kg | kWh | none | none | none | literature_id: 32 | MG_MC_RE_Tchnologies
use phase - electricity infrastructure | Battery Storage - NMC (Nickel Manganese Cobalt Lithium-Ion Battery) | electrolyte | 2040 | China | additive | none | mass | 0.001 | kg | kWh | none | none | none | literature_id: 32 | MG_MC_RE_Tchnologies
use phase - electricity infrastructure | Battery Storage - NMC (Nickel Manganese Cobalt Lithium-Ion Battery) | electrolyte | 2040 | China | LiPF6 | none | mass | 0.1 | kg | kWh | none | none | none | literature_id: 32 | MG_MC_RE_Tchnologies
use phase - electricity infrastructure | Battery Storage - NMC (Nickel Manganese Cobalt Lithium-Ion Battery) | electrolyte | 2040 | China | lithium | none | mass | 0.003 | kg | kWh | none | none | none | literature_id: 32 | MG_MC_RE_Tchnologies
use phase - electricity infrastructure | Battery Storage - NMC (Nickel Manganese Cobalt Lithium-Ion Battery) | electrolyte | 2040 | China | phosphor | none | mass | 0.025 | kg | kWh | none | none | none | literature_id: 32 | MG_MC_RE_Tchnologies
use phase - electricity infrastructure | Battery Storage - NMC (Nickel Manganese Cobalt Lithium-Ion Battery) | electrolyte | 2040 | China | fluorine | none | mass | 0.075 | kg | kWh | none | none | none | literature_id: 32 | MG_MC_RE_Tchnologies
use phase - electricity infrastructure | Battery Storage - NMC (Nickel Manganese Cobalt Lithium-Ion Battery) | electrolyte | 2040 | China | aluminium | none | mass | 0.24 | kg | kWh | none | none | none | literature_id: 32 | MG_MC_RE_Tchnologies
use phase - electricity infrastructure | Battery Storage - NMC (Nickel Manganese Cobalt Lithium-Ion Battery) | electrolyte, membranes | 2040 | China | polyolefine | none | mass | 0.1 | kg | kWh | none | none | none | literature_id: 32 | MG_MC_RE_Tchnologies
use phase - electricity infrastructure | Battery Storage - NMC (Nickel Manganese Cobalt Lithium-Ion Battery) | cable | 2040 | China | aluminium | none | mass | 0.016 | kg | kWh | none | none | none | literature_id: 32 | MG_MC_RE_Tchnologies
use phase - electricity infrastructure | Battery Storage - NMC (Nickel Manganese Cobalt Lithium-Ion Battery) | cable | 2040 | China | copper | none | mass | 0.15 | kg | kWh | none | none | none | literature_id: 32 | MG_MC_RE_Tchnologies
use phase - electricity infrastructure | Battery Storage - NMC (Nickel Manganese Cobalt Lithium-Ion Battery) | cable | 2040 | China | stainless steel | none | mass | 0.083 | kg | kWh | none | none | none | literature_id: 32 | MG_MC_RE_Tchnologies
use phase - electricity infrastructure | Battery Storage - NMC (Nickel Manganese Cobalt Lithium-Ion Battery) | frame | 2040 | China | plastics | none | mass | 1.24 | kg | kWh | none | none | none | literature_id: 32 | MG_MC_RE_Tchnologies
use phase - electricity infrastructure | Battery Storage - NMC (Nickel Manganese Cobalt Lithium-Ion Battery) | frame | 2040 | China | stainless steel | none | mass | 0.08 | kg | kWh | none | none | none | literature_id: 32 | MG_MC_RE_Tchnologies
use phase - electricity infrastructure | Battery Storage - NMC (Nickel Manganese Cobalt Lithium-Ion Battery) | housing | 2040 | China | stainless steel | none | mass | 2.31 | kg | kWh | none | none | none | literature_id: 32 | MG_MC_RE_Tchnologies
use phase - electricity infrastructure | Battery Storage - NMC (Nickel Manganese Cobalt Lithium-Ion Battery) | battery management system | 2040 | China | aluminium | none | mass | 0.23 | kg | kWh | none | none | none | literature_id: 32 | MG_MC_RE_Tchnologies
use phase - electricity infrastructure | Battery Storage - NMC (Nickel Manganese Cobalt Lithium-Ion Battery) | battery management system | 2040 | China | iron | none | mass | 0.06 | kg | kWh | none | none | none | literature_id: 32 | MG_MC_RE_Tchnologies
use phase - electricity infrastructure | Battery Storage - NMC (Nickel Manganese Cobalt Lithium-Ion Battery) | battery management system | 2040 | China | copper | none | mass | 0.026 | kg | kWh | none | none | none | literature_id: 32 | MG_MC_RE_Tchnologies
use phase - electricity infrastructure | Battery Storage - NMC (Nickel Manganese Cobalt Lithium-Ion Battery) | battery management system | 2040 | China | silicon | none | mass | 0.05 | kg | kWh | none | none | none | literature_id: 32 | MG_MC_RE_Tchnologies
use phase - electricity infrastructure | Battery Storage - NMC (Nickel Manganese Cobalt Lithium-Ion Battery) | battery management system | 2040 | China | glass fibre | none | mass | 0.018 | kg | kWh | none | none | none | literature_id: 32 | MG_MC_RE_Tchnologies
use phase - electricity infrastructure | Battery Storage - NMC (Nickel Manganese Cobalt Lithium-Ion Battery) | battery management system | 2040 | China | epoxy resin | none | mass | 0.014 | kg | kWh | none | none | none | literature_id: 32 | MG_MC_RE_Tchnologies
use phase - electricity infrastructure | Battery Storage - NMC (Nickel Manganese Cobalt Lithium-Ion Battery) | battery management system | 2040 | China | plastics | none | mass | 0.019 | kg | kWh | none | none | none | literature_id: 32 | MG_MC_RE_Tchnologies
use phase - electricity infrastructure | Battery Storage - NMC (Nickel Manganese Cobalt Lithium-Ion Battery) | cathode | 2045 | China | lithium | none | mass | 0.08 | kg | kWh | none | none | none | literature_id: 32 | MG_MC_RE_Tchnologies
use phase - electricity infrastructure | Battery Storage - NMC (Nickel Manganese Cobalt Lithium-Ion Battery) | cathode | 2045 | China | manganese | none | mass | 0.12 | kg | kWh | none | none | none | literature_id: 32 | MG_MC_RE_Tchnologies
use phase - electricity infrastructure | Battery Storage - NMC (Nickel Manganese Cobalt Lithium-Ion Battery) | cathode | 2045 | China | cobalt | none | mass | 0.13 | kg | kWh | none | none | none | literature_id: 32 | MG_MC_RE_Tchnologies
use phase - electricity infrastructure | Battery Storage - NMC (Nickel Manganese Cobalt Lithium-Ion Battery) | cathode | 2045 | China | nickel | none | mass | 0.39 | kg | kWh | none | none | none | literature_id: 32 | MG_MC_RE_Tchnologies
use phase - electricity infrastructure | Battery Storage - NMC (Nickel Manganese Cobalt Lithium-Ion Battery) | cathode, conductor foil | 2045 | China | aluminium | none | mass | 0.52 | kg | kWh | none | none | none | literature_id: 32 | MG_MC_RE_Tchnologies
use phase - electricity infrastructure | Battery Storage - NMC (Nickel Manganese Cobalt Lithium-Ion Battery) | cathode, binder | 2045 | China | polyvinylidene fluoride | none | mass | 0.35 | kg | kWh | none | none | none | literature_id: 32 | MG_MC_RE_Tchnologies
use phase - electricity infrastructure | Battery Storage - NMC (Nickel Manganese Cobalt Lithium-Ion Battery) | anode | 2045 | China | graphite | none | mass | 0.8 | kg | kWh | none | none | none | literature_id: 32 | MG_MC_RE_Tchnologies
use phase - electricity infrastructure | Battery Storage - NMC (Nickel Manganese Cobalt Lithium-Ion Battery) | anode, conductor foil | 2045 | China | copper | none | mass | 0.28 | kg | kWh | none | none | none | literature_id: 32 | MG_MC_RE_Tchnologies
use phase - electricity infrastructure | Battery Storage - NMC (Nickel Manganese Cobalt Lithium-Ion Battery) | anode, binder | 2045 | China | polyvinylidene fluoride | none | mass | 0.1 | kg | kWh | none | none | none | literature_id: 32 | MG_MC_RE_Tchnologies
use phase - electricity infrastructure | Battery Storage - NMC (Nickel Manganese Cobalt Lithium-Ion Battery) | electrolyte | 2045 | China | solvent | none | mass | 0.6 | kg | kWh | none | none | none | literature_id: 32 | MG_MC_RE_Tchnologies
use phase - electricity infrastructure | Battery Storage - NMC (Nickel Manganese Cobalt Lithium-Ion Battery) | electrolyte | 2045 | China | additive | none | mass | 0.001 | kg | kWh | none | none | none | literature_id: 32 | MG_MC_RE_Tchnologies
use phase - electricity infrastructure | Battery Storage - NMC (Nickel Manganese Cobalt Lithium-Ion Battery) | electrolyte | 2045 | China | LiPF6 | none | mass | 0.1 | kg | kWh | none | none | none | literature_id: 32 | MG_MC_RE_Tchnologies
use phase - electricity infrastructure | Battery Storage - NMC (Nickel Manganese Cobalt Lithium-Ion Battery) | electrolyte | 2045 | China | lithium | none | mass | 0.003 | kg | kWh | none | none | none | literature_id: 32 | MG_MC_RE_Tchnologies
use phase - electricity infrastructure | Battery Storage - NMC (Nickel Manganese Cobalt Lithium-Ion Battery) | electrolyte | 2045 | China | phosphor | none | mass | 0.025 | kg | kWh | none | none | none | literature_id: 32 | MG_MC_RE_Tchnologies
use phase - electricity infrastructure | Battery Storage - NMC (Nickel Manganese Cobalt Lithium-Ion Battery) | electrolyte | 2045 | China | fluorine | none | mass | 0.075 | kg | kWh | none | none | none | literature_id: 32 | MG_MC_RE_Tchnologies
use phase - electricity infrastructure | Battery Storage - NMC (Nickel Manganese Cobalt Lithium-Ion Battery) | electrolyte | 2045 | China | aluminium | none | mass | 0.24 | kg | kWh | none | none | none | literature_id: 32 | MG_MC_RE_Tchnologies
use phase - electricity infrastructure | Battery Storage - NMC (Nickel Manganese Cobalt Lithium-Ion Battery) | electrolyte, membranes | 2045 | China | polyolefine | none | mass | 0.1 | kg | kWh | none | none | none | literature_id: 32 | MG_MC_RE_Tchnologies
use phase - electricity infrastructure | Battery Storage - NMC (Nickel Manganese Cobalt Lithium-Ion Battery) | cable | 2045 | China | aluminium | none | mass | 0.016 | kg | kWh | none | none | none | literature_id: 32 | MG_MC_RE_Tchnologies
use phase - electricity infrastructure | Battery Storage - NMC (Nickel Manganese Cobalt Lithium-Ion Battery) | cable | 2045 | China | copper | none | mass | 0.15 | kg | kWh | none | none | none | literature_id: 32 | MG_MC_RE_Tchnologies
use phase - electricity infrastructure | Battery Storage - NMC (Nickel Manganese Cobalt Lithium-Ion Battery) | cable | 2045 | China | stainless steel | none | mass | 0.083 | kg | kWh | none | none | none | literature_id: 32 | MG_MC_RE_Tchnologies
use phase - electricity infrastructure | Battery Storage - NMC (Nickel Manganese Cobalt Lithium-Ion Battery) | frame | 2045 | China | plastics | none | mass | 1.24 | kg | kWh | none | none | none | literature_id: 32 | MG_MC_RE_Tchnologies
use phase - electricity infrastructure | Battery Storage - NMC (Nickel Manganese Cobalt Lithium-Ion Battery) | frame | 2045 | China | stainless steel | none | mass | 0.08 | kg | kWh | none | none | none | literature_id: 32 | MG_MC_RE_Tchnologies
use phase - electricity infrastructure | Battery Storage - NMC (Nickel Manganese Cobalt Lithium-Ion Battery) | housing | 2045 | China | stainless steel | none | mass | 2.31 | kg | kWh | none | none | none | literature_id: 32 | MG_MC_RE_Tchnologies
use phase - electricity infrastructure | Battery Storage - NMC (Nickel Manganese Cobalt Lithium-Ion Battery) | battery management system | 2045 | China | aluminium | none | mass | 0.23 | kg | kWh | none | none | none | literature_id: 32 | MG_MC_RE_Tchnologies
use phase - electricity infrastructure | Battery Storage - NMC (Nickel Manganese Cobalt Lithium-Ion Battery) | battery management system | 2045 | China | iron | none | mass | 0.06 | kg | kWh | none | none | none | literature_id: 32 | MG_MC_RE_Tchnologies
use phase - electricity infrastructure | Battery Storage - NMC (Nickel Manganese Cobalt Lithium-Ion Battery) | battery management system | 2045 | China | copper | none | mass | 0.026 | kg | kWh | none | none | none | literature_id: 32 | MG_MC_RE_Tchnologies
use phase - electricity infrastructure | Battery Storage - NMC (Nickel Manganese Cobalt Lithium-Ion Battery) | battery management system | 2045 | China | silicon | none | mass | 0.05 | kg | kWh | none | none | none | literature_id: 32 | MG_MC_RE_Tchnologies
use phase - electricity infrastructure | Battery Storage - NMC (Nickel Manganese Cobalt Lithium-Ion Battery) | battery management system | 2045 | China | glass fibre | none | mass | 0.018 | kg | kWh | none | none | none | literature_id: 32 | MG_MC_RE_Tchnologies
use phase - electricity infrastructure | Battery Storage - NMC (Nickel Manganese Cobalt Lithium-Ion Battery) | battery management system | 2045 | China | epoxy resin | none | mass | 0.014 | kg | kWh | none | none | none | literature_id: 32 | MG_MC_RE_Tchnologies
use phase - electricity infrastructure | Battery Storage - NMC (Nickel Manganese Cobalt Lithium-Ion Battery) | battery management system | 2045 | China | plastics | none | mass | 0.019 | kg | kWh | none | none | none | literature_id: 32 | MG_MC_RE_Tchnologies
use phase - electricity infrastructure | Battery Storage - NMC (Nickel Manganese Cobalt Lithium-Ion Battery) | cathode | 2050 | China | lithium | none | mass | 0.07 | kg | kWh | none | none | none | literature_id: 32 | MG_MC_RE_Tchnologies
use phase - electricity infrastructure | Battery Storage - NMC (Nickel Manganese Cobalt Lithium-Ion Battery) | cathode | 2050 | China | manganese | none | mass | 0.11 | kg | kWh | none | none | none | literature_id: 32 | MG_MC_RE_Tchnologies
use phase - electricity infrastructure | Battery Storage - NMC (Nickel Manganese Cobalt Lithium-Ion Battery) | cathode | 2050 | China | cobalt | none | mass | 0.12 | kg | kWh | none | none | none | literature_id: 32 | MG_MC_RE_Tchnologies
use phase - electricity infrastructure | Battery Storage - NMC (Nickel Manganese Cobalt Lithium-Ion Battery) | cathode | 2050 | China | nickel | none | mass | 0.36 | kg | kWh | none | none | none | literature_id: 32 | MG_MC_RE_Tchnologies
use phase - electricity infrastructure | Battery Storage - NMC (Nickel Manganese Cobalt Lithium-Ion Battery) | cathode, conductor foil | 2050 | China | aluminium | none | mass | 0.48 | kg | kWh | none | none | none | literature_id: 32 | MG_MC_RE_Tchnologies
use phase - electricity infrastructure | Battery Storage - NMC (Nickel Manganese Cobalt Lithium-Ion Battery) | cathode, binder | 2050 | China | polyvinylidene fluoride | none | mass | 0.35 | kg | kWh | none | none | none | literature_id: 32 | MG_MC_RE_Tchnologies
use phase - electricity infrastructure | Battery Storage - NMC (Nickel Manganese Cobalt Lithium-Ion Battery) | anode | 2050 | China | graphite | none | mass | 0.73 | kg | kWh | none | none | none | literature_id: 32 | MG_MC_RE_Tchnologies
use phase - electricity infrastructure | Battery Storage - NMC (Nickel Manganese Cobalt Lithium-Ion Battery) | anode, conductor foil | 2050 | China | copper | none | mass | 0.26 | kg | kWh | none | none | none | literature_id: 32 | MG_MC_RE_Tchnologies
use phase - electricity infrastructure | Battery Storage - NMC (Nickel Manganese Cobalt Lithium-Ion Battery) | anode, binder | 2050 | China | polyvinylidene fluoride | none | mass | 0.1 | kg | kWh | none | none | none | literature_id: 32 | MG_MC_RE_Tchnologies
use phase - electricity infrastructure | Battery Storage - NMC (Nickel Manganese Cobalt Lithium-Ion Battery) | electrolyte | 2050 | China | solvent | none | mass | 0.6 | kg | kWh | none | none | none | literature_id: 32 | MG_MC_RE_Tchnologies
use phase - electricity infrastructure | Battery Storage - NMC (Nickel Manganese Cobalt Lithium-Ion Battery) | electrolyte | 2050 | China | additive | none | mass | 0.001 | kg | kWh | none | none | none | literature_id: 32 | MG_MC_RE_Tchnologies
use phase - electricity infrastructure | Battery Storage - NMC (Nickel Manganese Cobalt Lithium-Ion Battery) | electrolyte | 2050 | China | LiPF6 | none | mass | 0.1 | kg | kWh | none | none | none | literature_id: 32 | MG_MC_RE_Tchnologies
use phase - electricity infrastructure | Battery Storage - NMC (Nickel Manganese Cobalt Lithium-Ion Battery) | electrolyte | 2050 | China | lithium | none | mass | 0.003 | kg | kWh | none | none | none | literature_id: 32 | MG_MC_RE_Tchnologies
use phase - electricity infrastructure | Battery Storage - NMC (Nickel Manganese Cobalt Lithium-Ion Battery) | electrolyte | 2050 | China | phosphor | none | mass | 0.025 | kg | kWh | none | none | none | literature_id: 32 | MG_MC_RE_Tchnologies
use phase - electricity infrastructure | Battery Storage - NMC (Nickel Manganese Cobalt Lithium-Ion Battery) | electrolyte | 2050 | China | fluorine | none | mass | 0.075 | kg | kWh | none | none | none | literature_id: 32 | MG_MC_RE_Tchnologies
use phase - electricity infrastructure | Battery Storage - NMC (Nickel Manganese Cobalt Lithium-Ion Battery) | electrolyte | 2050 | China | aluminium | none | mass | 0.24 | kg | kWh | none | none | none | literature_id: 32 | MG_MC_RE_Tchnologies
use phase - electricity infrastructure | Battery Storage - NMC (Nickel Manganese Cobalt Lithium-Ion Battery) | electrolyte, membranes | 2050 | China | polyolefine | none | mass | 0.1 | kg | kWh | none | none | none | literature_id: 32 | MG_MC_RE_Tchnologies
use phase - electricity infrastructure | Battery Storage - NMC (Nickel Manganese Cobalt Lithium-Ion Battery) | cable | 2050 | China | aluminium | none | mass | 0.016 | kg | kWh | none | none | none | literature_id: 32 | MG_MC_RE_Tchnologies
use phase - electricity infrastructure | Battery Storage - NMC (Nickel Manganese Cobalt Lithium-Ion Battery) | cable | 2050 | China | copper | none | mass | 0.15 | kg | kWh | none | none | none | literature_id: 32 | MG_MC_RE_Tchnologies
use phase - electricity infrastructure | Battery Storage - NMC (Nickel Manganese Cobalt Lithium-Ion Battery) | cable | 2050 | China | stainless steel | none | mass | 0.083 | kg | kWh | none | none | none | literature_id: 32 | MG_MC_RE_Tchnologies
use phase - electricity infrastructure | Battery Storage - NMC (Nickel Manganese Cobalt Lithium-Ion Battery) | frame | 2050 | China | plastics | none | mass | 1.24 | kg | kWh | none | none | none | literature_id: 32 | MG_MC_RE_Tchnologies
use phase - electricity infrastructure | Battery Storage - NMC (Nickel Manganese Cobalt Lithium-Ion Battery) | frame | 2050 | China | stainless steel | none | mass | 0.08 | kg | kWh | none | none | none | literature_id: 32 | MG_MC_RE_Tchnologies
use phase - electricity infrastructure | Battery Storage - NMC (Nickel Manganese Cobalt Lithium-Ion Battery) | housing | 2050 | China | stainless steel | none | mass | 2.31 | kg | kWh | none | none | none | literature_id: 32 | MG_MC_RE_Tchnologies
use phase - electricity infrastructure | Battery Storage - NMC (Nickel Manganese Cobalt Lithium-Ion Battery) | battery management system | 2050 | China | aluminium | none | mass | 0.23 | kg | kWh | none | none | none | literature_id: 32 | MG_MC_RE_Tchnologies
use phase - electricity infrastructure | Battery Storage - NMC (Nickel Manganese Cobalt Lithium-Ion Battery) | battery management system | 2050 | China | iron | none | mass | 0.06 | kg | kWh | none | none | none | literature_id: 32 | MG_MC_RE_Tchnologies
use phase - electricity infrastructure | Battery Storage - NMC (Nickel Manganese Cobalt Lithium-Ion Battery) | battery management system | 2050 | China | copper | none | mass | 0.026 | kg | kWh | none | none | none | literature_id: 32 | MG_MC_RE_Tchnologies
use phase - electricity infrastructure | Battery Storage - NMC (Nickel Manganese Cobalt Lithium-Ion Battery) | battery management system | 2050 | China | silicon | none | mass | 0.05 | kg | kWh | none | none | none | literature_id: 32 | MG_MC_RE_Tchnologies
use phase - electricity infrastructure | Battery Storage - NMC (Nickel Manganese Cobalt Lithium-Ion Battery) | battery management system | 2050 | China | glass fibre | none | mass | 0.018 | kg | kWh | none | none | none | literature_id: 32 | MG_MC_RE_Tchnologies
use phase - electricity infrastructure | Battery Storage - NMC (Nickel Manganese Cobalt Lithium-Ion Battery) | battery management system | 2050 | China | epoxy resin | none | mass | 0.014 | kg | kWh | none | none | none | literature_id: 32 | MG_MC_RE_Tchnologies
use phase - electricity infrastructure | Battery Storage - NMC (Nickel Manganese Cobalt Lithium-Ion Battery) | battery management system | 2050 | China | plastics | none | mass | 0.019 | kg | kWh | none | none | none | literature_id: 32 | MG_MC_RE_Tchnologies
use phase - electricity infrastructure | Transmission Grid Line - 380 kV AC circuit | AC circuit | 2018 | Germany | steel | none | mass | 4320 | kg | km | none | none | none | literature_id: 32 | MG_MC_RE_Tchnologies
use phase - electricity infrastructure | Transmission Grid Line - 380 kV AC circuit | AC circuit | 2018 | Germany | aluminium | none | mass | 11940 | kg | km | none | none | none | literature_id: 32 | MG_MC_RE_Tchnologies
use phase - electricity infrastructure | Transmission Grid Line - 380 kV AC circuit | AC circuit | 2018 | Germany | mineral oil | none | mass | 378 | kg | km | none | none | none | literature_id: 32 | MG_MC_RE_Tchnologies
use phase - electricity infrastructure | Transmission Grid Line - 380 kV AC circuit | AC circuit | 2018 | Germany | composite core | none | mass | 0 | kg | km | none | none | none | literature_id: 32 | MG_MC_RE_Tchnologies
use phase - electricity infrastructure | Transmission Grid Line - 380 kV AC circuit | AC circuit | 2020 | Germany | steel | none | mass | 4320 | kg | km | none | none | none | literature_id: 32 | MG_MC_RE_Tchnologies
use phase - electricity infrastructure | Transmission Grid Line - 380 kV AC circuit | AC circuit | 2020 | Germany | aluminium | none | mass | 11940 | kg | km | none | none | none | literature_id: 32 | MG_MC_RE_Tchnologies
use phase - electricity infrastructure | Transmission Grid Line - 380 kV AC circuit | AC circuit | 2020 | Germany | mineral oil | none | mass | 378 | kg | km | none | none | none | literature_id: 32 | MG_MC_RE_Tchnologies
use phase - electricity infrastructure | Transmission Grid Line - 380 kV AC circuit | AC circuit | 2020 | Germany | composite core | none | mass | 0 | kg | km | none | none | none | literature_id: 32 | MG_MC_RE_Tchnologies
use phase - electricity infrastructure | Transmission Grid Line - 380 kV AC circuit | AC circuit | 2025 | Germany | steel | none | mass | 4320 | kg | km | none | none | none | literature_id: 32 | MG_MC_RE_Tchnologies
use phase - electricity infrastructure | Transmission Grid Line - 380 kV AC circuit | AC circuit | 2025 | Germany | aluminium | none | mass | 11940 | kg | km | none | none | none | literature_id: 32 | MG_MC_RE_Tchnologies
use phase - electricity infrastructure | Transmission Grid Line - 380 kV AC circuit | AC circuit | 2025 | Germany | mineral oil | none | mass | 378 | kg | km | none | none | none | literature_id: 32 | MG_MC_RE_Tchnologies
use phase - electricity infrastructure | Transmission Grid Line - 380 kV AC circuit | AC circuit | 2025 | Germany | composite core | none | mass | 0 | kg | km | none | none | none | literature_id: 32 | MG_MC_RE_Tchnologies
use phase - electricity infrastructure | Transmission Grid Line - 380 kV AC circuit | AC circuit | 2030 | Germany | steel | none | mass | 4320 | kg | km | none | none | none | literature_id: 32 | MG_MC_RE_Tchnologies
use phase - electricity infrastructure | Transmission Grid Line - 380 kV AC circuit | AC circuit | 2030 | Germany | aluminium | none | mass | 11940 | kg | km | none | none | none | literature_id: 32 | MG_MC_RE_Tchnologies
use phase - electricity infrastructure | Transmission Grid Line - 380 kV AC circuit | AC circuit | 2030 | Germany | mineral oil | none | mass | 378 | kg | km | none | none | none | literature_id: 32 | MG_MC_RE_Tchnologies
use phase - electricity infrastructure | Transmission Grid Line - 380 kV AC circuit | AC circuit | 2030 | Germany | composite core | none | mass | 0 | kg | km | none | none | none | literature_id: 32 | MG_MC_RE_Tchnologies
use phase - electricity infrastructure | Transmission Grid Line - 380 kV AC circuit | AC circuit | 2035 | Germany | steel | none | mass | 0 | kg | km | none | none | none | literature_id: 32 | MG_MC_RE_Tchnologies
use phase - electricity infrastructure | Transmission Grid Line - 380 kV AC circuit | AC circuit | 2035 | Germany | aluminium | none | mass | 15283 | kg | km | none | none | none | literature_id: 32 | MG_MC_RE_Tchnologies
use phase - electricity infrastructure | Transmission Grid Line - 380 kV AC circuit | AC circuit | 2035 | Germany | mineral oil | none | mass | 0 | kg | km | none | none | none | literature_id: 32 | MG_MC_RE_Tchnologies
use phase - electricity infrastructure | Transmission Grid Line - 380 kV AC circuit | AC circuit | 2035 | Germany | composite core | none | mass | 977 | kg | km | none | none | none | literature_id: 32 | MG_MC_RE_Tchnologies
use phase - electricity infrastructure | Transmission Grid Line - 380 kV AC circuit | AC circuit | 2040 | Germany | steel | none | mass | 0 | kg | km | none | none | none | literature_id: 32 | MG_MC_RE_Tchnologies
use phase - electricity infrastructure | Transmission Grid Line - 380 kV AC circuit | AC circuit | 2040 | Germany | aluminium | none | mass | 15283 | kg | km | none | none | none | literature_id: 32 | MG_MC_RE_Tchnologies
use phase - electricity infrastructure | Transmission Grid Line - 380 kV AC circuit | AC circuit | 2040 | Germany | mineral oil | none | mass | 0 | kg | km | none | none | none | literature_id: 32 | MG_MC_RE_Tchnologies
use phase - electricity infrastructure | Transmission Grid Line - 380 kV AC circuit | AC circuit | 2040 | Germany | composite core | none | mass | 977 | kg | km | none | none | none | literature_id: 32 | MG_MC_RE_Tchnologies
use phase - electricity infrastructure | Transmission Grid Line - 380 kV AC circuit | AC circuit | 2045 | Germany | steel | none | mass | 0 | kg | km | none | none | none | literature_id: 32 | MG_MC_RE_Tchnologies
use phase - electricity infrastructure | Transmission Grid Line - 380 kV AC circuit | AC circuit | 2045 | Germany | aluminium | none | mass | 15283 | kg | km | none | none | none | literature_id: 32 | MG_MC_RE_Tchnologies
use phase - electricity infrastructure | Transmission Grid Line - 380 kV AC circuit | AC circuit | 2045 | Germany | mineral oil | none | mass | 0 | kg | km | none | none | none | literature_id: 32 | MG_MC_RE_Tchnologies
use phase - electricity infrastructure | Transmission Grid Line - 380 kV AC circuit | AC circuit | 2045 | Germany | composite core | none | mass | 977 | kg | km | none | none | none | literature_id: 32 | MG_MC_RE_Tchnologies
use phase - electricity infrastructure | Transmission Grid Line - 380 kV AC circuit | AC circuit | 2050 | Germany | steel | none | mass | 0 | kg | km | none | none | none | literature_id: 32 | MG_MC_RE_Tchnologies
use phase - electricity infrastructure | Transmission Grid Line - 380 kV AC circuit | AC circuit | 2050 | Germany | aluminium | none | mass | 15283 | kg | km | none | none | none | literature_id: 32 | MG_MC_RE_Tchnologies
use phase - electricity infrastructure | Transmission Grid Line - 380 kV AC circuit | AC circuit | 2050 | Germany | mineral oil | none | mass | 0 | kg | km | none | none | none | literature_id: 32 | MG_MC_RE_Tchnologies
use phase - electricity infrastructure | Transmission Grid Line - 380 kV AC circuit | AC circuit | 2050 | Germany | composite core | none | mass | 977 | kg | km | none | none | none | literature_id: 32 | MG_MC_RE_Tchnologies
use phase - electricity infrastructure | Transmission Grid Line - HC DC circuit Underground | DC circuit | 2018 | Germany | copper | none | mass | 14700 | kg | km | none | none | none | literature_id: 32 | MG_MC_RE_Tchnologies
use phase - electricity infrastructure | Transmission Grid Line - HC DC circuit Underground | DC circuit | 2018 | Germany | insulation | none | mass | 5000 | kg | km | none | none | none | literature_id: 32 | MG_MC_RE_Tchnologies
use phase - electricity infrastructure | Transmission Grid Line - HC DC circuit Underground | DC circuit | 2018 | Germany | mineral oil | none | mass | 3900 | kg | km | none | none | none | literature_id: 32 | MG_MC_RE_Tchnologies
use phase - electricity infrastructure | Transmission Grid Line - HC DC circuit Underground | DC circuit | 2018 | Germany | lead | none | mass | 14200 | kg | km | none | none | none | literature_id: 32 | MG_MC_RE_Tchnologies
use phase - electricity infrastructure | Transmission Grid Line - HC DC circuit Underground | DC circuit | 2018 | Germany | steel | none | mass | 5260 | kg | km | none | none | none | literature_id: 32 | MG_MC_RE_Tchnologies
use phase - electricity infrastructure | Transmission Grid Line - HC DC circuit Underground | DC circuit | 2018 | Germany | polyethylene | none | mass | 2600 | kg | km | none | none | none | literature_id: 32 | MG_MC_RE_Tchnologies
use phase - electricity infrastructure | Transmission Grid Line - HC DC circuit Underground | DC circuit | 2020 | Germany | copper | none | mass | 14700 | kg | km | none | none | none | literature_id: 32 | MG_MC_RE_Tchnologies
use phase - electricity infrastructure | Transmission Grid Line - HC DC circuit Underground | DC circuit | 2020 | Germany | insulation | none | mass | 5000 | kg | km | none | none | none | literature_id: 32 | MG_MC_RE_Tchnologies
use phase - electricity infrastructure | Transmission Grid Line - HC DC circuit Underground | DC circuit | 2020 | Germany | mineral oil | none | mass | 3900 | kg | km | none | none | none | literature_id: 32 | MG_MC_RE_Tchnologies
use phase - electricity infrastructure | Transmission Grid Line - HC DC circuit Underground | DC circuit | 2020 | Germany | lead | none | mass | 14200 | kg | km | none | none | none | literature_id: 32 | MG_MC_RE_Tchnologies
use phase - electricity infrastructure | Transmission Grid Line - HC DC circuit Underground | DC circuit | 2020 | Germany | steel | none | mass | 5260 | kg | km | none | none | none | literature_id: 32 | MG_MC_RE_Tchnologies
use phase - electricity infrastructure | Transmission Grid Line - HC DC circuit Underground | DC circuit | 2020 | Germany | polyethylene | none | mass | 2600 | kg | km | none | none | none | literature_id: 32 | MG_MC_RE_Tchnologies
use phase - electricity infrastructure | Transmission Grid Line - HC DC circuit Underground | DC circuit | 2025 | Germany | copper | none | mass | 14700 | kg | km | none | none | none | literature_id: 32 | MG_MC_RE_Tchnologies
use phase - electricity infrastructure | Transmission Grid Line - HC DC circuit Underground | DC circuit | 2025 | Germany | insulation | none | mass | 5000 | kg | km | none | none | none | literature_id: 32 | MG_MC_RE_Tchnologies
use phase - electricity infrastructure | Transmission Grid Line - HC DC circuit Underground | DC circuit | 2025 | Germany | mineral oil | none | mass | 3900 | kg | km | none | none | none | literature_id: 32 | MG_MC_RE_Tchnologies
use phase - electricity infrastructure | Transmission Grid Line - HC DC circuit Underground | DC circuit | 2025 | Germany | lead | none | mass | 14200 | kg | km | none | none | none | literature_id: 32 | MG_MC_RE_Tchnologies
use phase - electricity infrastructure | Transmission Grid Line - HC DC circuit Underground | DC circuit | 2025 | Germany | steel | none | mass | 5260 | kg | km | none | none | none | literature_id: 32 | MG_MC_RE_Tchnologies
use phase - electricity infrastructure | Transmission Grid Line - HC DC circuit Underground | DC circuit | 2025 | Germany | polyethylene | none | mass | 2600 | kg | km | none | none | none | literature_id: 32 | MG_MC_RE_Tchnologies
use phase - electricity infrastructure | Transmission Grid Line - HC DC circuit Underground | DC circuit | 2030 | Germany | copper | none | mass | 14700 | kg | km | none | none | none | literature_id: 32 | MG_MC_RE_Tchnologies
use phase - electricity infrastructure | Transmission Grid Line - HC DC circuit Underground | DC circuit | 2030 | Germany | insulation | none | mass | 5000 | kg | km | none | none | none | literature_id: 32 | MG_MC_RE_Tchnologies
use phase - electricity infrastructure | Transmission Grid Line - HC DC circuit Underground | DC circuit | 2030 | Germany | mineral oil | none | mass | 3900 | kg | km | none | none | none | literature_id: 32 | MG_MC_RE_Tchnologies
use phase - electricity infrastructure | Transmission Grid Line - HC DC circuit Underground | DC circuit | 2030 | Germany | lead | none | mass | 14200 | kg | km | none | none | none | literature_id: 32 | MG_MC_RE_Tchnologies
use phase - electricity infrastructure | Transmission Grid Line - HC DC circuit Underground | DC circuit | 2030 | Germany | steel | none | mass | 5260 | kg | km | none | none | none | literature_id: 32 | MG_MC_RE_Tchnologies
use phase - electricity infrastructure | Transmission Grid Line - HC DC circuit Underground | DC circuit | 2030 | Germany | polyethylene | none | mass | 2600 | kg | km | none | none | none | literature_id: 32 | MG_MC_RE_Tchnologies
use phase - electricity infrastructure | Transmission Grid Line - HC DC circuit Underground | DC circuit | 2035 | Germany | copper | none | mass | 14700 | kg | km | none | none | none | literature_id: 32 | MG_MC_RE_Tchnologies
use phase - electricity infrastructure | Transmission Grid Line - HC DC circuit Underground | DC circuit | 2035 | Germany | insulation | none | mass | 5000 | kg | km | none | none | none | literature_id: 32 | MG_MC_RE_Tchnologies
use phase - electricity infrastructure | Transmission Grid Line - HC DC circuit Underground | DC circuit | 2035 | Germany | mineral oil | none | mass | 3900 | kg | km | none | none | none | literature_id: 32 | MG_MC_RE_Tchnologies
use phase - electricity infrastructure | Transmission Grid Line - HC DC circuit Underground | DC circuit | 2035 | Germany | lead | none | mass | 14200 | kg | km | none | none | none | literature_id: 32 | MG_MC_RE_Tchnologies
use phase - electricity infrastructure | Transmission Grid Line - HC DC circuit Underground | DC circuit | 2035 | Germany | steel | none | mass | 5260 | kg | km | none | none | none | literature_id: 32 | MG_MC_RE_Tchnologies
use phase - electricity infrastructure | Transmission Grid Line - HC DC circuit Underground | DC circuit | 2035 | Germany | polyethylene | none | mass | 2600 | kg | km | none | none | none | literature_id: 32 | MG_MC_RE_Tchnologies
use phase - electricity infrastructure | Transmission Grid Line - HC DC circuit Underground | DC circuit | 2040 | Germany | copper | none | mass | 14700 | kg | km | none | none | none | literature_id: 32 | MG_MC_RE_Tchnologies
use phase - electricity infrastructure | Transmission Grid Line - HC DC circuit Underground | DC circuit | 2040 | Germany | insulation | none | mass | 5000 | kg | km | none | none | none | literature_id: 32 | MG_MC_RE_Tchnologies
use phase - electricity infrastructure | Transmission Grid Line - HC DC circuit Underground | DC circuit | 2040 | Germany | mineral oil | none | mass | 3900 | kg | km | none | none | none | literature_id: 32 | MG_MC_RE_Tchnologies
use phase - electricity infrastructure | Transmission Grid Line - HC DC circuit Underground | DC circuit | 2040 | Germany | lead | none | mass | 14200 | kg | km | none | none | none | literature_id: 32 | MG_MC_RE_Tchnologies
use phase - electricity infrastructure | Transmission Grid Line - HC DC circuit Underground | DC circuit | 2040 | Germany | steel | none | mass | 5260 | kg | km | none | none | none | literature_id: 32 | MG_MC_RE_Tchnologies
use phase - electricity infrastructure | Transmission Grid Line - HC DC circuit Underground | DC circuit | 2040 | Germany | polyethylene | none | mass | 2600 | kg | km | none | none | none | literature_id: 32 | MG_MC_RE_Tchnologies
use phase - electricity infrastructure | Transmission Grid Line - HC DC circuit Underground | DC circuit | 2045 | Germany | copper | none | mass | 14700 | kg | km | none | none | none | literature_id: 32 | MG_MC_RE_Tchnologies
use phase - electricity infrastructure | Transmission Grid Line - HC DC circuit Underground | DC circuit | 2045 | Germany | insulation | none | mass | 5000 | kg | km | none | none | none | literature_id: 32 | MG_MC_RE_Tchnologies
use phase - electricity infrastructure | Transmission Grid Line - HC DC circuit Underground | DC circuit | 2045 | Germany | mineral oil | none | mass | 3900 | kg | km | none | none | none | literature_id: 32 | MG_MC_RE_Tchnologies
use phase - electricity infrastructure | Transmission Grid Line - HC DC circuit Underground | DC circuit | 2045 | Germany | lead | none | mass | 14200 | kg | km | none | none | none | literature_id: 32 | MG_MC_RE_Tchnologies
use phase - electricity infrastructure | Transmission Grid Line - HC DC circuit Underground | DC circuit | 2045 | Germany | steel | none | mass | 5260 | kg | km | none | none | none | literature_id: 32 | MG_MC_RE_Tchnologies
use phase - electricity infrastructure | Transmission Grid Line - HC DC circuit Underground | DC circuit | 2045 | Germany | polyethylene | none | mass | 2600 | kg | km | none | none | none | literature_id: 32 | MG_MC_RE_Tchnologies
use phase - electricity infrastructure | Transmission Grid Line - HC DC circuit Underground | DC circuit | 2050 | Germany | copper | none | mass | 14700 | kg | km | none | none | none | literature_id: 32 | MG_MC_RE_Tchnologies
use phase - electricity infrastructure | Transmission Grid Line - HC DC circuit Underground | DC circuit | 2050 | Germany | insulation | none | mass | 5000 | kg | km | none | none | none | literature_id: 32 | MG_MC_RE_Tchnologies
use phase - electricity infrastructure | Transmission Grid Line - HC DC circuit Underground | DC circuit | 2050 | Germany | mineral oil | none | mass | 3900 | kg | km | none | none | none | literature_id: 32 | MG_MC_RE_Tchnologies
use phase - electricity infrastructure | Transmission Grid Line - HC DC circuit Underground | DC circuit | 2050 | Germany | lead | none | mass | 14200 | kg | km | none | none | none | literature_id: 32 | MG_MC_RE_Tchnologies
use phase - electricity infrastructure | Transmission Grid Line - HC DC circuit Underground | DC circuit | 2050 | Germany | steel | none | mass | 5260 | kg | km | none | none | none | literature_id: 32 | MG_MC_RE_Tchnologies
use phase - electricity infrastructure | Transmission Grid Line - HC DC circuit Underground | DC circuit | 2050 | Germany | polyethylene | none | mass | 2600 | kg | km | none | none | none | literature_id: 32 | MG_MC_RE_Tchnologies
use phase - electricity infrastructure | Air to Water Heat Pump (AWHP) | condenser | 2020 | Germany | low-alloyed steel | none | mass | 2.9 | kg | kWth | none | none | none | literature_id: 32 | MG_MC_RE_Tchnologies
use phase - electricity infrastructure | Air to Water Heat Pump (AWHP) | condenser | 2020 | Germany | copper | none | mass | 0.1 | kg | kWth | none | none | none | literature_id: 32 | MG_MC_RE_Tchnologies
use phase - electricity infrastructure | Air to Water Heat Pump (AWHP) | evaporator | 2020 | Germany | copper | none | mass | 1.6 | kg | kWth | none | none | none | literature_id: 32 | MG_MC_RE_Tchnologies
use phase - electricity infrastructure | Air to Water Heat Pump (AWHP) | evaporator | 2020 | Germany | aluminium | none | mass | 0.4 | kg | kWth | none | none | none | literature_id: 32 | MG_MC_RE_Tchnologies
use phase - electricity infrastructure | Air to Water Heat Pump (AWHP) | compressor | 2020 | Germany | steel | none | mass | 3 | kg | kWth | none | none | none | literature_id: 32 | MG_MC_RE_Tchnologies
use phase - electricity infrastructure | Air to Water Heat Pump (AWHP) | motor wiring valve | 2020 | Germany | copper | none | mass | 4.8 | kg | kWth | none | none | none | literature_id: 32 | MG_MC_RE_Tchnologies
use phase - electricity infrastructure | Air to Water Heat Pump (AWHP) | insulation piping | 2020 | Germany | elastomer | none | mass | 0.2 | kg | kWth | none | none | none | literature_id: 32 | MG_MC_RE_Tchnologies
use phase - electricity infrastructure | Air to Water Heat Pump (AWHP) | air fan | 2020 | Germany | polyethylene, high density (HDPE) | none | mass | 0.1 | kg | kWth | none | none | none | literature_id: 32 | MG_MC_RE_Tchnologies
use phase - electricity infrastructure | Air to Water Heat Pump (AWHP) | refrigerant | 2020 | Germany | R-134a | none | mass | 0.2 | kg | kWth | none | none | none | literature_id: 32 | MG_MC_RE_Tchnologies
use phase - electricity infrastructure | Air to Water Heat Pump (AWHP) | electronic components | 2020 | Germany | electronic misc. | none | mass | 0.2 | kg | kWth | none | none | none | literature_id: 32 | MG_MC_RE_Tchnologies
use phase - electricity infrastructure | Air to Water Heat Pump (AWHP) | condenser | 2025 | Germany | low-alloyed steel | none | mass | 2.7 | kg | kWth | none | none | none | literature_id: 32 | MG_MC_RE_Tchnologies
use phase - electricity infrastructure | Air to Water Heat Pump (AWHP) | condenser | 2025 | Germany | copper | none | mass | 0.1 | kg | kWth | none | none | none | literature_id: 32 | MG_MC_RE_Tchnologies
use phase - electricity infrastructure | Air to Water Heat Pump (AWHP) | evaporator | 2025 | Germany | copper | none | mass | 1.5 | kg | kWth | none | none | none | literature_id: 32 | MG_MC_RE_Tchnologies
use phase - electricity infrastructure | Air to Water Heat Pump (AWHP) | evaporator | 2025 | Germany | aluminium | none | mass | 0.4 | kg | kWth | none | none | none | literature_id: 32 | MG_MC_RE_Tchnologies
use phase - electricity infrastructure | Air to Water Heat Pump (AWHP) | compressor | 2025 | Germany | steel | none | mass | 2.7 | kg | kWth | none | none | none | literature_id: 32 | MG_MC_RE_Tchnologies
use phase - electricity infrastructure | Air to Water Heat Pump (AWHP) | motor wiring valve | 2025 | Germany | copper | none | mass | 4.5 | kg | kWth | none | none | none | literature_id: 32 | MG_MC_RE_Tchnologies
use phase - electricity infrastructure | Air to Water Heat Pump (AWHP) | insulation piping | 2025 | Germany | elastomer | none | mass | 0.15 | kg | kWth | none | none | none | literature_id: 32 | MG_MC_RE_Tchnologies
use phase - electricity infrastructure | Air to Water Heat Pump (AWHP) | air fan | 2025 | Germany | polyethylene, high density (HDPE) | none | mass | 0.1 | kg | kWth | none | none | none | literature_id: 32 | MG_MC_RE_Tchnologies
use phase - electricity infrastructure | Air to Water Heat Pump (AWHP) | refrigerant | 2025 | Germany | R-134a | none | mass | 0.2 | kg | kWth | none | none | none | literature_id: 32 | MG_MC_RE_Tchnologies
use phase - electricity infrastructure | Air to Water Heat Pump (AWHP) | electronic components | 2025 | Germany | electronic misc. | none | mass | 0.2 | kg | kWth | none | none | none | literature_id: 32 | MG_MC_RE_Tchnologies
use phase - electricity infrastructure | Air to Water Heat Pump (AWHP) | condenser | 2030 | Germany | low-alloyed steel | none | mass | 2.5 | kg | kWth | none | none | none | literature_id: 32 | MG_MC_RE_Tchnologies
use phase - electricity infrastructure | Air to Water Heat Pump (AWHP) | condenser | 2030 | Germany | copper | none | mass | 0.1 | kg | kWth | none | none | none | literature_id: 32 | MG_MC_RE_Tchnologies
use phase - electricity infrastructure | Air to Water Heat Pump (AWHP) | evaporator | 2030 | Germany | copper | none | mass | 1.4 | kg | kWth | none | none | none | literature_id: 32 | MG_MC_RE_Tchnologies
use phase - electricity infrastructure | Air to Water Heat Pump (AWHP) | evaporator | 2030 | Germany | aluminium | none | mass | 0.3 | kg | kWth | none | none | none | literature_id: 32 | MG_MC_RE_Tchnologies
use phase - electricity infrastructure | Air to Water Heat Pump (AWHP) | compressor | 2030 | Germany | steel | none | mass | 1.5 | kg | kWth | none | none | none | literature_id: 32 | MG_MC_RE_Tchnologies
use phase - electricity infrastructure | Air to Water Heat Pump (AWHP) | motor wiring valve | 2030 | Germany | copper | none | mass | 4.2 | kg | kWth | none | none | none | literature_id: 32 | MG_MC_RE_Tchnologies
use phase - electricity infrastructure | Air to Water Heat Pump (AWHP) | insulation piping | 2030 | Germany | elastomer | none | mass | 0.13 | kg | kWth | none | none | none | literature_id: 32 | MG_MC_RE_Tchnologies
use phase - electricity infrastructure | Air to Water Heat Pump (AWHP) | air fan | 2030 | Germany | polyethylene, high density (HDPE) | none | mass | 0.1 | kg | kWth | none | none | none | literature_id: 32 | MG_MC_RE_Tchnologies
use phase - electricity infrastructure | Air to Water Heat Pump (AWHP) | refrigerant | 2030 | Germany | R-134a | none | mass | 0.2 | kg | kWth | none | none | none | literature_id: 32 | MG_MC_RE_Tchnologies
use phase - electricity infrastructure | Air to Water Heat Pump (AWHP) | electronic components | 2030 | Germany | electronic misc. | none | mass | 0.2 | kg | kWth | none | none | none | literature_id: 32 | MG_MC_RE_Tchnologies
use phase - electricity infrastructure | Air to Water Heat Pump (AWHP) | condenser | 2050 | Germany | low-alloyed steel | none | mass | 2.5 | kg | kWth | none | none | none | literature_id: 32 | MG_MC_RE_Tchnologies
use phase - electricity infrastructure | Air to Water Heat Pump (AWHP) | condenser | 2050 | Germany | copper | none | mass | 0.1 | kg | kWth | none | none | none | literature_id: 32 | MG_MC_RE_Tchnologies
use phase - electricity infrastructure | Air to Water Heat Pump (AWHP) | evaporator | 2050 | Germany | copper | none | mass | 1.4 | kg | kWth | none | none | none | literature_id: 32 | MG_MC_RE_Tchnologies
use phase - electricity infrastructure | Air to Water Heat Pump (AWHP) | evaporator | 2050 | Germany | aluminium | none | mass | 0.3 | kg | kWth | none | none | none | literature_id: 32 | MG_MC_RE_Tchnologies
use phase - electricity infrastructure | Air to Water Heat Pump (AWHP) | compressor | 2050 | Germany | steel | none | mass | 1.5 | kg | kWth | none | none | none | literature_id: 32 | MG_MC_RE_Tchnologies
use phase - electricity infrastructure | Air to Water Heat Pump (AWHP) | motor wiring valve | 2050 | Germany | copper | none | mass | 4.2 | kg | kWth | none | none | none | literature_id: 32 | MG_MC_RE_Tchnologies
use phase - electricity infrastructure | Air to Water Heat Pump (AWHP) | insulation piping | 2050 | Germany | elastomer | none | mass | 0.13 | kg | kWth | none | none | none | literature_id: 32 | MG_MC_RE_Tchnologies
use phase - electricity infrastructure | Air to Water Heat Pump (AWHP) | air fan | 2050 | Germany | polyethylene, high density (HDPE) | none | mass | 0.1 | kg | kWth | none | none | none | literature_id: 32 | MG_MC_RE_Tchnologies
use phase - electricity infrastructure | Air to Water Heat Pump (AWHP) | refrigerant | 2050 | Germany | R-134a | none | mass | 0.2 | kg | kWth | none | none | none | literature_id: 32 | MG_MC_RE_Tchnologies
use phase - electricity infrastructure | Air to Water Heat Pump (AWHP) | electronic components | 2050 | Germany | electronic misc. | none | mass | 0.2 | kg | kWth | none | none | none | literature_id: 32 | MG_MC_RE_Tchnologies

## Sheet1
Generation - Hydro (run-of-river)
Generation - Hydro (storage)
Generation - Geothermal
Generation - Wind Onshore
Generation - Wind Offshore
Generation - PV (rooftop)
Generation - PV (ground-mntd.)
Generation - CSP
Generation - Bioenergy
Generation - Coal
Generation - Gas
Generation - Oil
Generation - Nuclear
Transmission - HV lines - underground
Transmission - HV lines - overhead
Transmission - MV lines - overhead
Transmission - MV lines - underground
Transmission - LV lines - underground
Transmission - LV lines - overhead
Generation - PV
Generation - Hydro
Generation - Coal CCS
Generation - Gas CCS
Generation - Biomass
Generation - Biomass CCS
solar PV
solar PV residential
CSP
Wind onshore
Wind offshore
Wave energy
Auxiliary grid-equipment

## log
Log entry name (link to column L on Data sheet) | Which product_type? (CM_4: flow_categories, link to column B on Data sheet) | Which material consuming sector? (CM_6: material_demand_sectors, link to column A on Data sheet) | Date (mm-dd-yyyy) | Who | What - detailed description | List items of ref sheet used
example_1 | concrete_residential_building_multi-familyHouse | Buildings | 2023-12-13 | Meng Jiang | Add an example | 2
Additional comments, assumptions, and proxy choices made:
None.
Qualitative evaluation of the data (coverage, overall quality and representativenss, technology readiness, scalability, quality evaluation of the data)
None.
[kalt2021]_material_intensity | electricity generation technologies material intensity | electricity | 07.02.24 | zotin | Multiple sources used in Kalt et al., 2021 | 1 to 23
Additional comments, assumptions, and proxy choices made:
None.
Qualitative evaluation of the data (coverage, overall quality and representativenss, technology readiness, scalability, quality evaluation of the data)
None.
[deetman2021]_material_intensity | Material intensities of electricity generation, storage & distribution |  | 2024-12-03 | deetman | Data used in Deetman et al 2021, based on multiple sources | 24
Additional comments, assumptions, and proxy choices made:
None.
Qualitative evaluation of the data (coverage, overall quality and representativenss, technology readiness, scalability, quality evaluation of the data)
None.
[lines2024]_material_intensity | Material intensities of transmission lines at various voltage levels |  | 2024-12-03 | deetman | Material compositon data per km of transmission/distribution line collected from various studies and processed to represent average values for high voltage (HV: typically >135kV) medium voltage (MV: typically 1-135kV) and low voltage (LV: <1kV) grid lines | 25 to
Additional comments, assumptions, and proxy choices made:
None.
Qualitative evaluation of the data (coverage, overall quality and representativenss, technology readiness, scalability, quality evaluation of the data)
None.
[wang2023]_material_intensity | electricity generation technologies material intensity | electricity | 03/15/2024 | fortes | Multiple sources used in Wang et al., 2023
Additional comments, assumptions, and proxy choices made:
None.
Qualitative evaluation of the data (coverage, overall quality and representativenss, technology readiness, scalability, quality evaluation of the data)
None.
GRO2024_elec_weight | various | electricity | 2024-04-04 | Martijn van Engelenburg | Added lightweighting assumptions from GRO2024
Additional comments, assumptions, and proxy choices made:
None.
Qualitative evaluation of the data (coverage, overall quality and representativenss, technology readiness, scalability, quality evaluation of the data)
None.
MG_MC_RE_Tchnologies | various | electricity | 2025-03-11 | Marcel Geller | added MC compoistion for various technologies, subtechnologies and prospective years

## ref
Dataset | literature_id | data source name/type/report | authors | title | year | journal_outlet_institution | city | DOI (for papers) and checksum (MD5) for datasets and scripts and URL | URL or link to document, name of document | copyright | archive location | notes
D42_01_MC_MaterialComposition | 1 | journal article | Deriving life cycle assessment coefficients for application in integrated assessment modelling |  | 2018 | Environ. Modell. Softw |  | 10.1016/j.envsoft.2017.09.010
D42_01_MC_MaterialComposition | 2 | journal article | M.F. Ashby | Materials for low-carbon power | 2013 | Materials and the Environment |  | 10.1016/B978-0-12-385971-6.00012-9
D42_01_MC_MaterialComposition | 3 | journal article | A. Beylot, D. Guyonnet, S. Muller, S. Vaxelaire, J. Villeneuve | Mineral raw material requirements and associated climate-change impacts of the French energy transition by 2050 | 2019 | J. Clean. Prod. |  | 10.1016/j.jclepro.2018.10.154
D42_01_MC_MaterialComposition | 4 | journal article | A. Bonou, A. Laurent, S.I. Olsen | Life cycle assessment of onshore and offshore wind energy-from theory to application | 2016 | Appl. Energy, |  | 10.1016/j.apenergy.2016.07.058
| 5 | journal article | I. Capellán-Pérez, C. de Castro, L.J. Miguel González | Dynamic Energy Return on Energy Investment (EROI) and material requirements in scenarios of global transition to renewable energies | 2019 | Energy Strategy Rev. |  | 100399, 10.1016/j.esr.2019.100399
| 6 | journal article | J. Chipindula, V. Botlaguduru, H. Du, R. Kommalapati, Z. Huque | Life cycle environmental impact of onshore and offshore wind farms in texas | 2018 | Sustainability |  | 10.3390/su10062022
| 7 | report | R. Dones, C. Bauer, R. Bollinger, B. Burger, M. Faist Emmenegger, R. Frischknecht, T. Heck, N. Jungbluth, A. Röder, M. Tuchschmid | Life Cycle Inventories of Energy Systems: Results for Current Systems in Switzerland and Other UCTE Countries | 2007 | Ecoinvent Report No5
| 8 | journal article | A. Elshkaki, T.E. Graedel | Dynamic analysis of the global metals flows and stocks in electricity generation technologies | 2013 | J. Clean. Prod. |  | 10.1016/j.jclepro.2013.07.003
| 9 | journal article | Z. Kis, N. Pandya, R.H.E.M Koppelaar | Electricity generation technologies: comparison of materials use, energy return on investment, jobs creation and CO 2 emissions reduction | 2018 | Energy Policy |  | 10.1016/j.enpol.2018.05.033
| 10 | journal article | F. Li, Z. Ye, X. Xiao, J. Xu, G. Liu | Material stocks and flows of power infrastructure development in China | 2020 | Resour. Conservat. Recycl |  | 10.1016/j.resconrec.2020.104906
| 11 | journal article | G. Luderer, M. Pehl, A. Arvesen, T. Gibon, B.L. Bodirsky, H.S. de Boer, O. Fricko, M. Hejazi, F. Humpenöder, G. Iyer, S. Mima, I. Mouratiadou, R.C. Pietzcker, A. Popp, M. van den Berg, D. van Vuuren, E.G. Hertwich | Environmental co-benefits and adverse side-effects of alternative power sector decarbonization strategies | 2019 | Nat. Commun. |  | 10.1038/s41467-019-13067-8
| 12 | journal article | A. Månberger, B. Stenqvist | Global metal flows in the renewable energy transition: exploring the effects of substitutes, technological mix and development | 2018 | Energy Policy |  | 10.1016/j.enpol.2018.04.056
| 13 | journal article | R.L. Moss, E. Tzimas, H. Kara, P. Willis, J. Kooroshy | The potential risks from metals bottlenecks to the deployment of Strategic Energy Technologies | 2013 | Energy Policy |  | 10.1016/j.enpol.2012.12.053
| 14 | journal article | S. Pacca, A. Horvath | Greenhouse gas emissions from building and operating electric power plants in the upper Colorado river basin | 2002 | Environ. Sci. Technol., |  | 3194-3200, 10.1021/es0155884
| 15 | journal article | K. Tokimatsu, M. Höök, B. McLellan, H. Wachtmeister, S. Murakami, R. Yasuoka, M. Nishio | Energy modeling approach to the global energy-mineral nexus: exploring metal requirements and the well-below 2°C target with 100 percent renewable energy | 2018 | Appl. Energy, |  | 10.1016/j.apenergy.2018.05.047
| 16 | journal article | A. Valero, A. Valero, G. Calvo, A. Ortego | Material bottlenecks in the future development of green technologies | 2018 | Renew. Sustain. Energy Rev |  | 10.1016/j.rser.2018.05.041
| 17 | journal article | O. Vidal, B. Goffé, N. Arndt | Metals for a low-carbon society | 2013 | Nat. Geosci. |  | 10.1038/ngeo1993
| 18 | EPD | The International EPD System ( | EPD Database | 2020
| 19 | EPD | Siemens Gamesa | Environmental Product Declaration SG 8.0-167 DD | 2019
| 20 | life-cycle inventory data | International Institute for Sustainability Analysis and Strategy, | GEMIS 4.9—Global Emissions Model for integrated Systems | 2020 |  | Darmstadt, Germany |  | http://iinas.org/gemis-download.html
| 21 | report | J.M. Bödeker, M. Bauer, M. Pehnt | Aluminium and Renewable Energy Systems – Prospects For the Sustainable Generation of Electricity and Heat | 2010 | ifeu - Institut für Energie- und Umweltforschung Heidelberg GmbH (2010)
| 22 | report | IRENA | Renewable Energy benefits: Leveraging Local Capacity for Solar PV | 2017
| 23 | report | E. Rietveld, H. Boonman, T. van Harmelen, M. Hauck, T. Bastein | Global Energy Transitions and Metal Demand. An Introduction and Circular Economy Perspectives |  | TNO
| 24 | journal article | S. Deetman, H.S. de Boer, M. Van Engelenburg, E. van der Voet, D.P. van Vuuren | Projected material requirements for the global electricity infrastructure – generation, transmission and storage | 2021 | Resources, Conservation and Recycling |  | https://doi.org/10.1016/j.resconrec.2020.105200 |  |  |  | see raw data sheets
| 25 | journal article | Jorge, Hawkins, Hertwich | Life cycle assessment of electricity transmission and distribution—part 1: power lines and cables | 2012 | The International Journal of Life Cycle Assessment |  | https://doi.org/10.1007/s11367-011-0335-1
| 26 | journal article | Jones, McManus | Life-cycle assessment of 11 kV electrical overhead lines and underground cables | 2010 | Journal of Cleaner Production |  | https://doi.org/10.1016/j.jclepro.2010.05.008
| 27 | journal article | Turconi, Simonsen, Byriel, Astrup | Life cycle assessment of the Danish electricity distribution network | 2014 | The International Journal of Life Cycle Assessment |  | https://doi.org/10.1007/s11367-013-0632-y
| 28 | journal article | G. Kalt, P. Thunshirn, D. Wiedenhofer, F. Krausmann, W. Haas, H. Haberl | Material stocks in global electricity infrastructures – An empirical analysis of the power sector's stock-flow-service nexus | 2021 | Resources, Conservation and Recycling |  | https://doi.org/10.1016/j.resconrec.2021.105723
| 29 | journal article | J. van Oorschot, B. Sprecher, B. Roelofs, J. van der Horst, E. van der Voet | Towards a low-carbon and circular economy: Scenarios for metal stocks and flows in the Dutch electricity system | 2022 | Resources, Conservation and Recycling |  | https://doi.org/10.1016/j.resconrec.2021.106105
| 30 | journal article | Seaver Wang, Zeke Hausfather, Steven Davis, Juzel Lloyd, Erik B. Olson, Lauren Liebermann, Guido D. Núñez-Mujica, Jameson McBride | Future demand for electricity generation materials under different climate mitigation scenarios | 2023 | Joule |  | https://doi.org/10.1016/j.joule.2023.01.001 |  |  |  | see raw_data_Wang2023
| 31 | Report | UNEP | Global Resources Outlook 2024: Bend the Trend – Pathways to a liveable planet as resource use spikes | 2024 | UNEP | Nairobi | https://wedocs.unep.org/20.500.11822/44902
| 32 | working paper | Estelle, G. et al | Material requirements for the energy transition - Energy technology profiles and environmental impacts | 2022 | fraunhofer publica |  | https://doi.org/10.24406/publica-427
33
34
35
36
37

## raw_data
Raw tables/data could be directly pasted here :)
https://doi.org/10.1016/j.resconrec.2020.105200 | literature_id: 24
Composition of Electricity Generation Technologies (in g/MW) | Steel | Aluminium | Concrete | Plastics | Glass | Cu | Nd | Co | Pb
Solar PV | 150000000 | 10176000 | 0 | 0 | 0 | 6341800 | 0 | 0 | 121643
CSP | 576235814.3 | 5500000 | 1351812440 | 0 | 155986667 | 3145804.8 | 0 | 0 | 0
Wind onshore | 121375893.5 | 868361.91 | 433953151.8 | 0 | 0 | 2730547.92 | 20300 | 0 | 0
Wind offshore | 157942499 | 1438333.333 | 509133151.8 | 0 | 0 | 5571450 | 158337 | 0 | 0
Hydro | 70693938.8 | 0 | 2832619030 | 0 | 0 | 1699075.275 | 0 | 0 | 5360
Other Renewables | 215682962.5 | 3596539.049 | 1025503555 | 0 | 0 | 3897735.599 | 35727.4 | 0 | 25401
Nuclear | 43456666.67 | 78666.667 | 235233333.3 | 0 | 0 | 764800 | 0 | 121 | 33767
Conv. Coal | 84600000 | 504252.236 | 352800000 | 0 | 0 | 1146000 | 0 | 115486 | 0
Conv. Oil | 72900000 | 600000 | 213360000 | 0 | 0 | 762112.9032 | 0 | 67282 | 0
Conv. Natural Gas | 4035483.871 | 376451.613 | 43029354.84 | 0 | 0 | 378225.8065 | 0 | 19078 | 0
Waste | 72900000 | 600000 | 213360000 | 0 | 0 | 762112.9032 | 0 | 67282 | 0
IGCC | 34900000 | 504252.236 | 165000000 | 0 | 0 | 1146000 | 0 | 115486 | 0
OGCC | 72900000 | 600000 | 213360000 | 0 | 0 | 762112.9032 | 0 | 67282 | 0
NG CC | 28969000 | 652000 | 64624500 | 0 | 0 | 1051282.051 | 0 | 19078 | 0
Biomass CC | 33420500 | 262500 | 89183500 | 0 | 0 | 762112.9032 | 0 | 67282 | 0
Coal + CCS | 109200000 | 504252.236 | 352800000 | 0 | 0 | 1630005.94 | 0 | 122986 | 0
Oil/Coal + CCS | 94097872.34 | 600000 | 213360000 | 0 | 0 | 1454112.903 | 0 | 74782 | 0
Natural Gas + CCS | 5208922.443 | 376451.613 | 43029354.84 | 0 | 0 | 1070225.806 | 0 | 26578 | 0
Biomass + CCS | 43138517.73 | 262500 | 89183500 | 0 | 0 | 1454112.903 | 0 | 74782 | 0
CHP Coal | 84600000 | 504252.236 | 352800000 | 0 | 0 | 5590800 | 0 | 115486 | 0
CHP Oil | 72900000 | 600000 | 213360000 | 0 | 0 | 5206912.903 | 0 | 67282 | 0
CHP Natural Gas | 4035483.871 | 376451.613 | 43029354.84 | 0 | 0 | 4823025.806 | 0 | 19078 | 0
CHP Biomass | 6181250 | 50000 | 243796875 | 0 | 0 | 2937400 | 0 | 67282 | 0
CHP Coal + CCS | 109200000 | 504252.236 | 352800000 | 0 | 0 | 6282800 | 0 | 122986 | 0
CHP Oil + CCS | 94097872.34 | 600000 | 213360000 | 0 | 0 | 5898912.903 | 0 | 74782 | 0
CHP Natural Gas + CCS | 5208922.443 | 376451.613 | 43029354.84 | 0 | 0 | 5515025.806 | 0 | 26578 | 0
CHP Biomass + CCS | 43138517.73 | 262500 | 243796875 | 0 | 0 | 3629400 | 0 | 74782 | 0
Composition of grid lines (in kg/km line length) | Steel | Aluminium | Concrete | Plastics | Glass | Cu | Nd | Co | Pb
HV overhead | 52266 | 12883 | 209137.5 | 0 | 1096.5 | 0 | 0 | 0 | 0
HV underground | 0 | 0 | 17500 | 2300 | 0 | 11650 | 0 | 0 | 14050
MV overhead | 802.3333 | 0 | 0 | 19.3333 | 0 | 1487.6667 | 0 | 0 | 0
MV underground | 0 | 823.5833 | 0 | 1346.9167 | 0 | 662.9167 | 0 | 0 | 0
LV overhead | 0 | 981 | 0 | 378 | 0 | 0 | 0 | 0 | 0
LV underground | 177 | 531 | 0 | 0 | 0 | 0 | 0 | 0 | 0
Composition of transformer substations (in kg/unit) | Steel | Aluminium | Concrete | Plastics | Glass | Cu | Nd | Co | Pb
Hv Substation | 14652.055 | 33204.29 | 123900 | 302.035 | 0.05 | 4611.388 | 0 | 0 | 0.002
Mv Substation | 1814.5833 | 1228.3333 | 127020.8333 | 0 | 0 | 279.1667 | 0 | 0 | 0
Lv Substation | 38.4201 | 1228.3333 | 476.3281 | 0 | 0 | 0.54394 | 0 | 0 | 0
Hv Transformer | 295999 | 496.75 | 648000 | 0 | 0 | 76047 | 0 | 0 | 0
Mv Transformer | 22658.8333 | 21 | 46825.5556 | 0 | 0 | 6877.27 | 0 | 0 | 0.088333
Lv Transformer | 479.755 | 84.905 | 175.5958 | 0 | 0 | 13.4 | 0 | 0 | 0
Composition of electricity storage technologies (in fraction of total weight) | Steel | Aluminium | Concrete | Plastics | Glass | Cu | Nd | Co | Pb
Flywheel | 0.60858 | 0.20239 | 0 | 0 | 0 | 0.013558 | 0.0064162 | 0 | 0
Compressed Air | 0.98428 | 0.0076897 | 0 | 0 | 0 | 0.0080281 | 0 | 0 | 0
Hydrogen FC | 0.96167 | 0.0047141 | 0 | 0 | 0 | 0.017678 | 0 | 0 | 0
NiMH | 0.1 | 0.00255 | 0 | 0.21 | 0 | 0.0177 | 0.047102 | 0.00255 | 0
Deep-cycle Lead-Acid | 0 | 0 | 0 | 0.1 | 0.02 | 0 | 0 | 0 | 0.61
LMO | 0.2147 | 0.0374 | 0 | 0.083988 | 0 | 0.1003 | 0 | 0 | 0
NMC | 0.2147 | 0.0374 | 0 | 0.083988 | 0 | 0.1003 | 0 | 0.07645 | 0
NCA | 0.0074133 | 0.24372 | 0 | 0 | 0 | 0.12472 | 0 | 0.031308 | 0
LFP | 0.14088 | 0.05 | 0 | 0.1 | 0 | 0.05 | 0 | 0 | 0
LTO | 0.045 | 0.13985 | 0 | 0.061874 | 0 | 0 | 0 | 0 | 0
Zinc-Bromide | 0.15 | 0 | 0 | 0.043 | 0 | 0.01 | 0 | 0 | 0
Vanadium Redox | 0.106 | 0 | 0 | 0.043 | 0 | 0.008 | 0 | 0 | 0
Sodium-Sulfur | 0.128 | 0.227 | 0 | 0.08 | 0.043 | 0.034 | 0 | 0 | 0
ZEBRA | 0.304 | 0.11133 | 0 | 0.022 | 0 | 0.035 | 0 | 0 | 0
Lithium Sulfur | 0.0053 | 0.1838 | 0 | 0.0407 | 0 | 0.0782 | 0 | 0 | 0
Lithium Ceramic | 0.0053 | 0.1838 | 0 | 0.0407 | 0 | 0.0782 | 0 | 0.020989 | 0
Lithium-air | 0 | 0 | 0 | 0.30573 | 0 | 0.09372 | 0 | 0.0093598 | 0
PHS | 0.94838 | 0.0032267 | 0 | 0 | 0 | 0.021739 | 0 | 0 | 0
Weight of electricity storage technologies (per unit of storage capacity, i.e. in kg/kWh) | kg/kWh
Flywheel | 60
Compressed Air | 32.5
Hydrogen FC | 6.36
NiMH | 13.3
Deep-cycle Lead-Acid | 20
LMO | 8.26
NMC | 5.41
NCA | 4.35
LFP | 8.35
LTO | 15.38
Zinc-Bromide | 25
Vanadium Redox | 40
Sodium-Sulfur | 5
ZEBRA | 5.38
Lithium Sulfur | 3.05
Lithium Ceramic | 3.35
Lithium-air | 2.75
PHS | 26.8

## raw_data_Wang2023
Assuming that for onshore wind turbines, material use of non-RE materials is the same for DD vs AG types unless explicitly stated in source. Likewise for offshore turbines. | [11 empty] | Technology | Technology | Materialuminium | Intensity value (tons/GW) | Source | Onshore_DD_PMG | onshore wind turbine with permanent magnet gearbox direct drive
Assuming that onshore and offshore PM turbines have similar intensitites of rare earth usage | [11 empty] | Onshore_DD_PMG | Generation - Wind Onshore | aluminium | 13200 | Garrett + Ronde 2011 | Onshore_AG | onshore wind turbine with asynchronous gearbox drive
GREEN = final values (precise shading of green is immaterial) | [11 empty] | Onshore_DD_PMG | Generation - Wind Onshore | Cement | 38717 | Garrett + Ronde 2011 | Offshore_DD_PMG | offshore wind turbine with permanent magnet gearbox direct drive
RED = rejected values | [11 empty] | Onshore_DD_PMG | Generation - Wind Onshore | Cement | 41456 | Wilburn 2011 | Offshore_AG | offshore wind turbine with asynchronous gearbox drive
[12 empty] | Onshore_DD_PMG | Generation - Wind Onshore | Cement | 60070 | Garrett + Ronde 2011 | CSI_PV | crystalline silicon solar photovoltaic
WIND | [11 empty] | Onshore_DD_PMG | Generation - Wind Onshore | Cement | 64320 | Wilburn 2011 | CIGS | copper indium gallium selenide thin-film solar photovoltaic
2015 Razdan + Garrett (a) | [11 empty] | Onshore_DD_PMG | Generation - Wind Onshore | Copper | 3320 | Garrett + Ronde 2011 | CDTE | cadmium telluride thin-film solar photovoltaic
Life Cycle Assessment of Electricity Production from an onshore V100-2.0 MW Wind Plant | [11 empty] | Onshore_DD_PMG | Generation - Wind Onshore | Copper | 3000 | Wilburn 2011 | ASIGE | amorphous silicon germanium thin-film solar photovoltaic
https://www.vestas.com/~/media/vestas/about/sustainability/pdfs/lcav10020mw181215.pdf | [11 empty] | Onshore_DD_PMG | Generation - Wind Onshore | Copper | 4700 | Habib + Wenzel 2016
Numbers taken from Table 6, summed across turbines, foundations, cables, switchgears, and transformer | [11 empty] | Onshore_DD_PMG | Generation - Wind Onshore | Copper | 5761 | BBF Associates 2011
Metric tons for a 50MW power plant of V100-2.0 MW onshore turbines, no permanent magnets | [11 empty] | Onshore_DD_PMG | Generation - Wind Onshore | Copper | 2994 | BBF Associates 2011
| tons | tons/GW | Notes | [8 empty] | Onshore_DD_PMG | Generation - Wind Onshore | Copper | 6759 | BBF Associates 2011
Concrete | 20067 | 401340 | Concrete C12, C30, C45, amounts unspecified. LCA used C12/15 and C30/37, also employing C30/37 parameters for C45 | [8 empty] | Onshore_DD_PMG | Generation - Wind Onshore | Copper | 2540 | BBF Associates 2011
Steel/cast steel/sintered steel, sum of Unalloyed, low alloyed and Highly alloyed, plus cast iron | 6024 | 120480 | [9 empty] | Onshore_DD_PMG | Generation - Wind Onshore | Copper | 3538 | BBF Associates 2011
Copper | 83 | 1660 | [9 empty] | Onshore_DD_PMG | Generation - Wind Onshore | Dy | 12 | DOE 2011
Copper alloys | 2 | 40 | [9 empty] | Onshore_DD_PMG | Generation - Wind Onshore | Dy | 28 | Hoenderdaal et al 2013
Sum of Copper and Copper alloys | 85 | 1700 | [9 empty] | Onshore_DD_PMG | Generation - Wind Onshore | fiberglass | 9580 | Garrett + Ronde 2011
Aluminum and Aluminum alloys | 245 | 4900 | [9 empty] | Onshore_DD_PMG | Generation - Wind Onshore | fiberglass | 6800 | Wilburn 2011
Fiberglass (ceramic/glass) | 449 | 8980 | [9 empty] | Onshore_DD_PMG | Generation - Wind Onshore | Nd | 186 | DOE 2011
[12 empty] | Onshore_DD_PMG | Generation - Wind Onshore | Nd | 216 | Wilburn 2011
Conversion of tons concrete to tons cement | Concrete volume (m^3) per GW | [10 empty] | Onshore_DD_PMG | Generation - Wind Onshore | Nd | 198 | Hoenderdaal et al 2013
Assuming 1600 kg/m^3 | 250837.5 | [10 empty] | Onshore_DD_PMG | Generation - Wind Onshore | nickel | 377 | Fizaine + Court 2015
Assuming 2500 kg/m^3 | 160536 | [10 empty] | Onshore_DD_PMG | Generation - Wind Onshore | Steel | 122780 | Garrett + Ronde 2011
[12 empty] | Onshore_DD_PMG | Generation - Wind Onshore | Steel | 123000 | Wilburn 2011
| Cement (kg) per GW | Cement (tons) per GW | [9 empty] | Onshore_AG | Generation - Wind Onshore | aluminium | 4900 | Razdan + Garrett 2015a
1600 kg/m^3 density and 165 kg/m^3 cement content | 41388187.5 | 41388.1875 | [9 empty] | Onshore_AG | Generation - Wind Onshore | aluminium | 5080 | Razdan + Garrett 2015b
2500 kg/m^3 density and 400 kg/m^3 cement content | 64214400 | 64214.4 | [9 empty] | Onshore_AG | Generation - Wind Onshore | Cement | 41388 | Razdan + Garrett 2015a
[12 empty] | Onshore_AG | Generation - Wind Onshore | Cement | 47099 | Razdan + Garrett 2015b
2015 Razdan + Garrett (b) | [11 empty] | Onshore_AG | Generation - Wind Onshore | Cement | 41456 | Wilburn 2011
Life Cycle Assessment of Electricity Production from an onshore V110-2.0 MW Wind Plant | [11 empty] | Onshore_AG | Generation - Wind Onshore | Cement | 64214 | Razdan + Garrett 2015a
https://www.vestas.com/~/media/vestas/about/sustainability/pdfs/lcav11020mw181215.pdf | [11 empty] | Onshore_AG | Generation - Wind Onshore | Cement | 73075 | Razdan + Garrett 2015b
Numbers taken from Table 6, summed across turbines, foundations, cables, switchgears, and transformer | [11 empty] | Onshore_AG | Generation - Wind Onshore | Cement | 64320 | Wilburn 2011
Metric tons for a 50MW power plant of V110-2.0 MW onshore turbines, no permanent magnets | [11 empty] | Onshore_AG | Generation - Wind Onshore | Copper | 1700 | Razdan + Garrett 2015a
| tons | tons/GW | Notes | [8 empty] | Onshore_AG | Generation - Wind Onshore | Copper | 1740 | Razdan + Garrett 2015b
Concrete | 22836 | 456720 | Concrete C12, C30, C45, amounts unspecified. LCA used C12/15 and C30/37, also employing C30/37 parameters for C45 | [8 empty] | Onshore_AG | Generation - Wind Onshore | Copper | 1850 | Garcia-Olivares et al 2012
Steel/cast steel/sintered steel, sum of Unalloyed, low alloyed and Highly alloyed | 6524 | 130480 | [9 empty] | Onshore_AG | Generation - Wind Onshore | fiberglass | 8980 | Razdan + Garrett 2015a
Copper | 85 | 1700 | [9 empty] | Onshore_AG | Generation - Wind Onshore | fiberglass | 7400 | Razdan + Garrett 2015b
Copper alloys | 2 | 40 | [9 empty] | Onshore_AG | Generation - Wind Onshore | fiberglass | 6800 | Wilburn 2011
Sum of Copper and Copper alloys | 87 | 1740 | [9 empty] | Onshore_AG | Generation - Wind Onshore | nickel | 377 | Fizaine + Court 2015
Aluminum and Aluminum alloys | 254 | 5080 | [9 empty] | Onshore_AG | Generation - Wind Onshore | Steel | 120480 | Razdan + Garrett 2015a
Fiberglass (ceramic/glass) | 370 | 7400 | [9 empty] | Onshore_AG | Generation - Wind Onshore | Steel | 130480 | Razdan + Garrett 2015b
[12 empty] | Onshore_AG | Generation - Wind Onshore | Steel | 123000 | Wilburn 2011
Conversion of tons concrete to tons cement | Concrete volume (m^3) per GW | [10 empty] | Offshore_DD_PMG | Generation - Wind Offshore | aluminium | 1000 | Chipindula et al 2018
Assuming 1600 kg/m^3 | 285450 | [10 empty] | Offshore_DD_PMG | Generation - Wind Offshore | aluminium | 898 | Chipindula et al 2018
Assuming 2500 kg/m^3 | 182688 | [10 empty] | Offshore_DD_PMG | Generation - Wind Offshore | aluminium | 898 | Chipindula et al 2018
[12 empty] | Offshore_DD_PMG | Generation - Wind Offshore | aluminium | 556 | Chipindula et al 2018
| Cement (kg) per GW | Cement (tons) per GW | [9 empty] | Offshore_DD_PMG | Generation - Wind Offshore | aluminium | 2140 | Elsam Engineering 2004
1600 kg/m^3 density and 165 kg/m^3 cement content | 47099250 | 47099.25 | [9 empty] | Offshore_DD_PMG | Generation - Wind Offshore | Cement | 142 | Elsam Engineering 2004
2500 kg/m^3 density and 400 kg/m^3 cement content | 73075200 | 73075.2 | [9 empty] | Offshore_DD_PMG | Generation - Wind Offshore | Cement | 220 | Elsam Engineering 2004
[12 empty] | Offshore_DD_PMG | Generation - Wind Offshore | Copper | 10000 | Garcia-Olivares et al 2012
2011 Garrett + Ronde | [11 empty] | Offshore_DD_PMG | Generation - Wind Offshore | Copper | 9580 | Falconer 2009
Life Cycle Assessment of Electricity Production from a V90-2.0MW Gridstreamer Wind Plant | [11 empty] | Offshore_DD_PMG | Generation - Wind Offshore | Copper | 1650 | Chipindula et al 2018
https://www.vestas.com/~/media/vestas/about/sustainability/pdfs/lca_v902mw_version1.pdf | [11 empty] | Offshore_DD_PMG | Generation - Wind Offshore | Copper | 5218 | Chipindula et al 2018
Numbers taken from Table 5, summed across turbines, foundations, cables, switchgears, and transformer | [11 empty] | Offshore_DD_PMG | Generation - Wind Offshore | Copper | 5218 | Chipindula et al 2018
Metric tons for a 50MW power plant of V90-2.0MW onshore turbines, containing permanent magnets | [11 empty] | Offshore_DD_PMG | Generation - Wind Offshore | Copper | 9601 | Chipindula et al 2018
| tons | tons/GW | Notes | [8 empty] | Offshore_DD_PMG | Generation - Wind Offshore | Copper | 2337 | Elsam Engineering 2004
Concrete | 18772 | 375440 | Concrete C12, C30, C45, amounts unspecified. LCA used C12/15 and C30/37, also employing the latter for C45 | [8 empty] | Offshore_DD_PMG | Generation - Wind Offshore | Dy | 12 | DOE 2011
Steel, sum of Unalloyed, low alloyed and Highly alloyed | 6139 | 122780 | [9 empty] | Offshore_DD_PMG | Generation - Wind Offshore | Dy | 28 | Hoenderdaal et al 2013
Copper | 166 | 3320 | [9 empty] | Offshore_DD_PMG | Generation - Wind Offshore | fiberglass | 5823 | Chipindula et al 2018
Copper alloys | 0 | 0 | [9 empty] | Offshore_DD_PMG | Generation - Wind Offshore | fiberglass | 5833 | Chipindula et al 2018
Sum of Copper and Copper alloys | 166 | 3320 | [9 empty] | Offshore_DD_PMG | Generation - Wind Offshore | fiberglass | 5833 | Chipindula et al 2018
Aluminum and Aluminum alloys | 660 | 13200 | [9 empty] | Offshore_DD_PMG | Generation - Wind Offshore | fiberglass | 10551 | Chipindula et al 2018
Fiberglass (ceramic/glass) | 479 | 9580 | [9 empty] | Offshore_DD_PMG | Generation - Wind Offshore | fiberglass | 10921 | Elsam Engineering 2004
[12 empty] | Offshore_DD_PMG | Generation - Wind Offshore | Nd | 186 | DOE 2011
Conversion of tons concrete to tons cement | Concrete volume (m^3) per GW | [10 empty] | Offshore_DD_PMG | Generation - Wind Offshore | Nd | 216 | Wilburn 2011
Assuming 1600 kg/m^3 | 234650 | [10 empty] | Offshore_DD_PMG | Generation - Wind Offshore | Nd | 198 | Hoenderdaal et al 2013
Assuming 2500 kg/m^3 | 150176 | [10 empty] | Offshore_DD_PMG | Generation - Wind Offshore | nickel | 377 | Fizaine + Court 2015
[12 empty] | Offshore_DD_PMG | Generation - Wind Offshore | Steel | 147576 | Chipindula et al 2018
| Cement (kg) per GW | Cement (tons) per GW | [9 empty] | Offshore_DD_PMG | Generation - Wind Offshore | Steel | 803094 | Chipindula et al 2018
1600 kg/m^3 density and 165 kg/m^3 cement content | 38717250 | 38717.25 | [9 empty] | Offshore_DD_PMG | Generation - Wind Offshore | Steel | 917224 | Chipindula et al 2018
2500 kg/m^3 density and 400 kg/m^3 cement content | 60070400 | 60070.4 | [9 empty] | Offshore_DD_PMG | Generation - Wind Offshore | Steel | 530417 | Chipindula et al 2018
[12 empty] | Offshore_DD_PMG | Generation - Wind Offshore | Steel | 193257 | Elsam Engineering 2004
2011 Department of Energy | [11 empty] | Offshore_AG | Generation - Wind Offshore | aluminium | 1000 | Chipindula et al 2018
Critical Materials Strategy | [11 empty] | Offshore_AG | Generation - Wind Offshore | aluminium | 898 | Chipindula et al 2018
https://www.energy.gov/sites/prod/files/2019/06/f63/DOE_CMS2011_FINAL_Full_1.pdf | [11 empty] | Offshore_AG | Generation - Wind Offshore | aluminium | 898 | Chipindula et al 2018
Numbers taken from page 154 | [11 empty] | Offshore_AG | Generation - Wind Offshore | aluminium | 556 | Chipindula et al 2018
kgs per MW generation (600kg total magnet weight per MW for a PM direct drive system) converted to tons per GW generation | [11 empty] | Offshore_AG | Generation - Wind Offshore | aluminium | 2140 | Elsam Engineering 2004
| tons/GW | Notes | [9 empty] | Offshore_AG | Generation - Wind Offshore | Cement | 142 | Elsam Engineering 2004
Nd | 186 | This is highly consistent with weight of "magnets" in Garrett + Ronde 2011 above | [9 empty] | Offshore_AG | Generation - Wind Offshore | Cement | 220 | Elsam Engineering 2004
Dy | 12 | this is the low-end estimate, high-end estimate would be 24 (2-4% Dy range) | [9 empty] | Offshore_AG | Generation - Wind Offshore | Copper | 10000 | Garcia-Olivares et al 2012
[12 empty] | Offshore_AG | Generation - Wind Offshore | Copper | 9580 | Falconer 2009
Garcia-Olivares et al 2012 | [11 empty] | Offshore_AG | Generation - Wind Offshore | Copper | 1650 | Chipindula et al 2018
A global renewable mix with proven technologies and common materials | [11 empty] | Offshore_AG | Generation - Wind Offshore | Copper | 5218 | Chipindula et al 2018
https://doi.org/10.1016/j.enpol.2011.11.018 | [11 empty] | Offshore_AG | Generation - Wind Offshore | Copper | 5218 | Chipindula et al 2018
Numbers for Copper from Section 3.4 and Appendix C, Al from Section 3.6 and Appendix C, using 3MW non-PM Vestas V90 as model | [11 empty] | Offshore_AG | Generation - Wind Offshore | Copper | 9601 | Chipindula et al 2018
Metric tons/MW converted to metric tons/GW, accounting for both turbine, grid connection, transformer, etc... | [11 empty] | Offshore_AG | Generation - Wind Offshore | Copper | 2337 | Elsam Engineering 2004
| standard onshore, tons/GW | standard offshore, tons/GW | Notes | [8 empty] | Offshore_AG | Generation - Wind Offshore | fiberglass | 5823 | Chipindula et al 2018
Copper | 1850 | 10000 | match fairly well with Vestas numbers | [8 empty] | Offshore_AG | Generation - Wind Offshore | fiberglass | 5833 | Chipindula et al 2018
Aluminum | 370 |  | seems far too low, excluding Al from this study | [8 empty] | Offshore_AG | Generation - Wind Offshore | fiberglass | 5833 | Chipindula et al 2018
[12 empty] | Offshore_AG | Generation - Wind Offshore | fiberglass | 10551 | Chipindula et al 2018
Wilburn, 2011 | [11 empty] | Offshore_AG | Generation - Wind Offshore | fiberglass | 10921 | Elsam Engineering 2004
Wind Energy in the US and Materials Required for the Land-Based Wind Turbine Industry From 2010 Through 2030 | [11 empty] | Offshore_AG | Generation - Wind Offshore | nickel | 377 | Fizaine + Court 2015
https://pubs.usgs.gov/sir/2011/5036/sir2011-5036.pdf | [11 empty] | Offshore_AG | Generation - Wind Offshore | Steel | 147576 | Chipindula et al 2018
Numbers from Table 5 on page 12, based on next-gen onshore wind projections | [11 empty] | Offshore_AG | Generation - Wind Offshore | Steel | 803094 | Chipindula et al 2018
kg/MW converted to metric tons/GW | [11 empty] | Offshore_AG | Generation - Wind Offshore | Steel | 917224 | Chipindula et al 2018
| tons/GW | Notes | [9 empty] | Offshore_AG | Generation - Wind Offshore | Steel | 530417 | Chipindula et al 2018
Steel + cast iron | 123000 | [10 empty] | Offshore_AG | Generation - Wind Offshore | Steel | 193257 | Elsam Engineering 2004
Concrete | 402000 | [10 empty] | CSI_PV | Generation - PV | silver | 10 | Manberger + Stenqvist 2018
Copper | 3000 | Not explicitly stated to include associated infrastructure, but checks out with Vestas LCAs | [9 empty] | CSI_PV | Generation - PV | aluminium | 38500 | Bodeker et al 2010
Nd | 216 | Calculation based on Hatch | [9 empty] | CSI_PV | Generation - PV | aluminium | 8500 | Jean et al 2015
|  | (2009) and Lifton (2009), assuming a PM turbine | [9 empty] | CSI_PV | Generation - PV | aluminium | 19000 | Mason et al 2006
Fiberglass | 6800 | [10 empty] | CSI_PV | Generation - PV | aluminium | 19000 | IRENA 2017
[12 empty] | CSI_PV | Generation - PV | Cement | 6497 | Jean et al 2015
Conversion of tons concrete to tons cement | Concrete volume (m^3) | [10 empty] | CSI_PV | Generation - PV | Cement | 6775 | Mason et al 2006
Assuming 1600 kg/m^3 | 251250 | [10 empty] | CSI_PV | Generation - PV | Cement | 10080 | Jean et al 2015
Assuming 2500 kg/m^3 | 160800 | [10 empty] | CSI_PV | Generation - PV | Cement | 10512 | Mason et al 2006
[12 empty] | CSI_PV | Generation - PV | Cement | 4847 | IRENA 2017
| Cement (kg) per GW | Cement (tons) per GW | [9 empty] | CSI_PV | Generation - PV | Cement | 7520 | IRENA 2017
1600 kg/m^3 density and 165 kg/m^3 cement content | 41456250 | 41456.25 | [9 empty] | CSI_PV | Generation - PV | Copper | 7000 | BBF Associates 2011
2500 kg/m^3 density and 400 kg/m^3 cement content | 64320000 | 64320 | [9 empty] | CSI_PV | Generation - PV | Copper | 4900 | Jean et al 2015
[12 empty] | CSI_PV | Generation - PV | Copper | 7530 | Mason et al 2006
Hoenderdaal, S., Espinoza, L.T., Marscheider-Weidemann, F. and Graus, W., 2013. Can a dysprosium shortage threaten green energy technologies?. Energy, 49, pp.344-355. | [11 empty] | CSI_PV | Generation - PV | Copper | 7000 | IRENA 2017
https://www.sciencedirect.com/science/article/abs/pii/S0360544212008055 | [11 empty] | CSI_PV | Generation - PV | Glass | 50000 | Jean et al., 2015
Numbers from Table 3, average of figures from collected interviews with industry experts | [11 empty] | CSI_PV | Generation - PV | Glass | 70000 | IRENA 2017
kg/MW converted to metric tons/GW | [11 empty] | CSI_PV | Generation - PV | Glass | 66700 | Rigby et al., 2011
| tons/GW | Notes | [9 empty] | CSI_PV | Generation - PV | Glass | 53400 | Fthenakis et al., 2011
Nd | 198 | Authors cite: Arnolds Magnetics, Avalon Inc., TechMetalsResearch, IMCOA, University of St. Polten, Chinese Society of Rare Earths, Less Common Metals Ltd., Magnet Motor GmpH, Ames Laboratory and the US: Department of Energy. | [9 empty] | CSI_PV | Generation - PV | nickel | 1 | Rischknecht et al 2015
Dy | 28 | [10 empty] | CSI_PV | Generation - PV | Silicon | 638 | Kavlak et al., 2015
[12 empty] | CSI_PV | Generation - PV | Silicon | 2882 | Kavlak et al., 2015
Habib and Wenzel 2016 | [11 empty] | CSI_PV | Generation - PV | Silicon | 6629 | Kavlak et al., 2015
Reviewing resource criticality assessment from a dynamic and technology specific perspective – using the case of direct-drive wind turbines. | [11 empty] | CSI_PV | Generation - PV | Silicon | 1460 | Jean et al., 2015
https://www.sciencedirect.com/science/article/abs/pii/S0959652615009920 | [11 empty] | CSI_PV | Generation - PV | Silicon | 2020 | Jean et al., 2015
Numbers from Table 2, assembled with input from manufacturers | [11 empty] | CSI_PV | Generation - PV | Silicon | 7000 | IRENA 2017
Nd and Dy demand based partly on Habib and Wenzel 2014 (https://www.sciencedirect.com/science/article/abs/pii/S0959652614003837) | [11 empty] | CSI_PV | Generation - PV | Silicon | 2930 | Fthenakis et al., 2011
kg/MW converted to metric tons/GW | [11 empty] | CSI_PV | Generation - PV | Silicon | 3450 | Fthenakis et al., 2011
tons/GW | DD PM | PM-free gearbox | Notes | [8 empty] | CSI_PV | Generation - PV | Steel | 73000 | Jean et al 2015
Cu | 4700 | 4982 | Numbers from Table 2, assembled with input from manufacturers | [8 empty] | CSI_PV | Generation - PV | Steel | 55900 | Mason et al 2006
[12 empty] | CSI_PV | Generation - PV | Steel | 56000 | IRENA 2017
BBF Associates, “Market study: current and projected wind and solar renewable electric generating capacity and resulting copper demand”. 2011. | [11 empty] | CIGS |  | aluminium | 31300 | Bodeker et al 2010
https://copperalliance.org/wp-content/uploads/2017/03/Projected-wind-solar-copper-demand-1.pdf | [11 empty] | CIGS |  | aluminium | 6885 | Jean et al 2015
Numbers for solar from Table 2, wind on Table 1 | [11 empty] | CIGS |  | aluminium | 15390 | Mason et al 2006
Most sites were constructed prior to 2010 | [11 empty] | CIGS |  | aluminium | 15390 | IRENA 2017
Numbers converted from lbs/MW to tons/GW | [11 empty] | CIGS |  | Cement | 6497 | Jean et al 2015
ONSHORE | Meadow Lake, IN Phase II plant (99 MW; 66x1.5MW turbines) | Designed 100 MW (50x2MW Vestas) | Rattlesnake Rd, OR 102.9 MW (49x2.1MW) | Meridian Way KS 105MW (35x3MW) | Lone Star TX 400MW (200x2MW) | Notes | [5 empty] | CIGS |  | Cement | 6775 | Mason et al 2006
Cu | 5761 | 2994 | 6759 | 2540 | 3538 | [6 empty] | CIGS |  | Cement | 10080 | Jean et al 2015
[12 empty] | CIGS |  | Cement | 10512 | Mason et al 2006
I. K. Falconer (Univ. of Exeter), Metals Required for the UK’s Low Carbon Energy System: The case of copper usage in wind farms, University of Exeter, 2009 | [11 empty] | CIGS |  | Cement | 4847 | IRENA 2017
OFFSHORE | offshore wind | Notes | [9 empty] | CIGS |  | Cement | 7520 | IRENA 2017
Cu | 9580 | based upon data from 14 planned or operating wind farms | [9 empty] | CIGS |  | Copper | 7000 | BBF Associates 2011
[12 empty] | CIGS |  | Copper | 4900 | Jean et al 2015
Fizaine + Court 2015, Appendix A | [11 empty] | CIGS |  | Copper | 7530 | Mason et al 2006
Renewable electricity producing technologies and metal depletion: A sensitivity analysis using the EROI | [11 empty] | CIGS |  | Copper | 7000 | IRENA 2017
https://www.sciencedirect.com/science/article/abs/pii/S0921800914003681 | [11 empty] | CIGS |  | Ga | 2 | Kavlak et al 2015
Numbers converted from tons/MW to tons/GW, rounded to nearest ton/GW | [11 empty] | CIGS |  | Ga | 4 | Kavlak et al 2015
| Onshore wind | Offshore wind | Notes | Ostensibly from Ashby, M.F., 2013. Materials and the Environment: Eco-informed Material Choice. | [7 empty] | CIGS |  | Ga | 9 | Kavlak et al 2015
|  |  |  | Butterworth-Heinemann, Elsevier, 2nd edition (628 pp.) and from EDF private data, cannot conclusively confirm either | [7 empty] | CIGS |  | Ga | 9 | Jean et al 2015
Cu | 1012 | 1484 | offshore figure seems really low... perhaps not whole-plant in scope | [8 empty] | CIGS |  | Glass | 50000 | Jean et al., 2015
Dy | 1 | 22 | these seem to incorporate some hidden assumptions for onshore/offshore PM/PM-free | [8 empty] | CIGS |  | Glass | 70000 | IRENA 2017
Nd | 6 | 151 | these seem to incorporate some hidden assumptions for onshore/offshore PM/PM-free | [8 empty] | CIGS |  | Glass | 66700 | Rigby et al., 2011
Ni | 377 | 377 | [9 empty] | CIGS |  | Glass | 53400 | Fthenakis et al., 2011
[12 empty] | CIGS |  | In | 7 | Kavlak et al 2015
Chipindula et al 2018 | [11 empty] | CIGS |  | In | 13 | Kavlak et al 2015
Life Cycle Environmental Impact of Onshore and Offshore Wind Farms in Texas | [11 empty] | CIGS |  | In | 28 | Kavlak et al 2015
https://tethys.pnnl.gov/publications/life-cycle-environmental-impact-onshore-offshore-wind-farms-texas | [11 empty] | CIGS |  | In | 15 | Jean et al 2015
Table A1 | [5 empty] | Conversion to tons/GW | [5 empty] | CIGS |  | Se | 17 | Kavlak et al 2015
kilograms in each turbine | 2 MW offshore shallow-water turbine | 2.3 MW offshore shallow-water turbine | 2.3MW offshore deep-water turbine | 5 MW offshore deep-water turbine | Notes | 2MW offshore, tons/GW | 2.3MW offshore, tons/GW | 2.3MW offshore, tons/GW | 5MW offshore, tons/GW |  |  | CIGS |  | Se | 41 | Kavlak et al 2015
Fiberglass or carbon fiber | 11650 | 13417 | 13417 | 52754 |  | 5825 | 5833.4783 | 5833.4783 | 10550.8 | Fiberglass or carbon fiber |  | CIGS |  | Se | 161 | Kavlak et al 2015
Cast iron in rotor | 8500 | 0 | 0 | 0 |  | 4250 | 0 | 0 | 0 |  |  | CIGS |  | Se | 20 | Jean et al 2015
Cast iron in nacelle | 26366 | 68663 | 68663 | 990401 |  | 13183 | 29853.4783 | 29853.4783 | 198080.2 |  |  | CIGS |  | Steel | 73000 | Jean et al 2015
Steel in rotor | 5400 | 1077 | 1077 | 0 | does not include associated infrastructure, so these are low estimates | 2700 | 468.2609 | 468.2609 | 0 |  |  | CIGS |  | Steel | 55900 | Mason et al 2006
Steel in nacelle | 24082 | 50539 | 50539 | 156091 |  | 12041 | 21973.4783 | 21973.4783 | 31218.2 |  |  | CIGS |  | Steel | 56000 | IRENA 2017
Copper in nacelle | 1583 | 10029 | 10029 | 43715 |  | 791.5 | 4360.4348 | 4360.4348 | 8743 | Cu |  | CDTE |  | aluminium | 31300 | Bodeker et al 2010
Al in nacelle | 1271 | 1228 | 1228 | 961 |  | 635.5 | 533.913 | 533.913 | 192.2 | Al |  | CDTE |  | aluminium | 6885 | Jean et al 2015
Steel in tower | 165000 | 1123095 | 1123095 | 347460 |  | 82500 | 488302.1739 | 488302.1739 | 69492 |  |  | CDTE |  | aluminium | 15390 | Mason et al 2006
Steel in foundation | 62551 | 600000 | 862500 | 1150000 |  | 31275.5 | 260869.5652 | 375000 | 230000 |  |  | CDTE |  | aluminium | 15390 | IRENA 2017
Concrete in foundation | 0 | 0 | 0 | 0 |  | 0 | 0 | 0 | 0 |  |  | CDTE |  | Cd | 17 | Kavlak et al 2015
[5 empty] | Total steel + cast iron | 145949.5 | 801466.9565 | 915597.3913 | 528790.4 | Steel |  | CDTE |  | Cd | 62 | Kavlak et al 2015
[12 empty] | CDTE |  | Cd | 138 | Kavlak et al 2015
| ASSUMPTION FOR PLANT-WIDE MATERIALS ESTIMATES | [10 empty] | CDTE |  | Cd | 29 | Jean et al 2015
| Adding grid connection and cabling infrastructure estimates from Elsam 2004 report to the values in the rows above: | [10 empty] | CDTE |  | Cement | 6497 | Jean et al 2015
| 2MW offshore, tons/GW | 2.3MW offshore, tons/GW | 2.3MW offshore, tons/GW | 5MW offshore, tons/GW | [7 empty] | CDTE |  | Cement | 6775 | Mason et al 2006
Fiberglass or carbon fiber | 5825 | 5833 | 5833 | 10551 | [7 empty] | CDTE |  | Cement | 10080 | Jean et al 2015
Cast iron in rotor | [11 empty] | CDTE |  | Cement | 10512 | Mason et al 2006
Cast iron in nacelle | [11 empty] | CDTE |  | Cement | 4847 | IRENA 2017
Steel in rotor | [11 empty] | CDTE |  | Cement | 7520 | IRENA 2017
Steel in nacelle | [11 empty] | CDTE |  | Copper | 7000 | BBF Associates 2011
Copper in nacelle | 1649.5 | 5218.4348 | 5218.4348 | 9601 | [7 empty] | CDTE |  | Copper | 4900 | Jean et al 2015
Al in nacelle | 999.5 | 897.913 | 897.913 | 556.2 | [7 empty] | CDTE |  | Copper | 7530 | Mason et al 2006
Steel in tower | [11 empty] | CDTE |  | Copper | 7000 | IRENA 2017
Steel in foundation | [11 empty] | CDTE |  | Glass | 50000 | Jean et al., 2015
Concrete in foundation | [11 empty] | CDTE |  | Glass | 70000 | IRENA 2017
Total steel + cast iron | 147576.5 | 803093.9565 | 917224.3913 | 530417.4 | [7 empty] | CDTE |  | Glass | 66700 | Rigby et al., 2011
[12 empty] | CDTE |  | Glass | 53400 | Fthenakis et al., 2011
Life Cycle Assessment of offshore and onshore sited wind farms. 2004 | [11 empty] | CDTE |  | Steel | 73000 | Jean et al 2015
translated from the Danish Elsam Engineering report 186768 of March 2004 written in Danish | [11 empty] | CDTE |  | Steel | 55900 | Mason et al 2006
https://www.vestas.com/~/media/vestas/about/sustainability/pdfs/lca_v80_2004_uk.ashx#:~:text=Vestas%20Wind%20Systems%20A%2FS%20financed%20its%20own%20participation%20in,farms%20through%20their%20life%20cycles. | [11 empty] | CDTE |  | Steel | 56000 | IRENA 2017
Table 5.3, assuming Vestas V80 2MW offshore turbine, excluding onshore wind findings as these are well older than 2010 (2006) | [11 empty] | CDTE |  | Te | 19 | Kavlak et al 2015
kg/turbine | Offshore turbine | kg/farm for transmission | Notes | kg total for a 1000 MW farm | metric tons/GW | [6 empty] | CDTE |  | Te | 70 | Kavlak et al 2015
Steel+high-strength steel+cast iron | 383259 | 1627186 | I'm assuming that these are non-PM turbines | 193256686 | 193256.686 | [6 empty] | CDTE |  | Te | 156 | Kavlak et al 2015
Cu | 2958 | 858237 |  | 2337237 | 2337.237 | [6 empty] | CDTE |  | Te | 31 | Jean et al 2015
Al | 3545 | 364450 |  | 2136950 | 2136.95 | [6 empty] | ASIGE |  | aluminium | 31300 | Bodeker et al 2010
Concrete | 0 | 1375000 |  | 1375000 | 1375 | [6 empty] | ASIGE |  | aluminium | 6885 | Jean et al 2015
Glass fibre | 21842 |  |  | 10921000 | 10921 | [6 empty] | ASIGE |  | aluminium | 15390 | Mason et al 2006
[12 empty] | ASIGE |  | aluminium | 15390 | IRENA 2017
Conversion of tons concrete to tons cement | Concrete volume (m^3) per GW | [10 empty] | ASIGE |  | Cement | 6497 | Jean et al 2015
Assuming 1600 kg/m^3 | 859.375 | [10 empty] | ASIGE |  | Cement | 6775 | Mason et al 2006
Assuming 2500 kg/m^3 | 550 | [10 empty] | ASIGE |  | Cement | 10080 | Jean et al 2015
[12 empty] | ASIGE |  | Cement | 10512 | Mason et al 2006
| Cement (kg) per GW | Cement (tons) per GW | [9 empty] | ASIGE |  | Cement | 4847 | IRENA 2017
1600 kg/m^3 density and 165 kg/m^3 cement content | 141796.875 | 141.7969 | [9 empty] | ASIGE |  | Cement | 7520 | IRENA 2017
2500 kg/m^3 density and 400 kg/m^3 cement content | 220000 | 220 | [9 empty] | ASIGE |  | Copper | 7000 | BBF Associates 2011
[12 empty] | ASIGE |  | Copper | 4900 | Jean et al 2015
[12 empty] | ASIGE |  | Copper | 7530 | Mason et al 2006
SOLAR | [11 empty] | ASIGE |  | Copper | 7000 | IRENA 2017
[12 empty] | ASIGE |  | Glass | 50000 | Jean et al., 2015
Am assuming that usage of copper, steel, and concrete/cement, and glass in thin-film is identical to that of conventional PV | [11 empty] | ASIGE |  | Glass | 70000 | IRENA 2017
Am assuming that Aluminum use in thin-film solar frames is 81% of that for conventional PV, based on Bodeker et al 2010 | [11 empty] | ASIGE |  | Glass | 66700 | Rigby et al., 2011
Will list parabolic and central tower CSP as separate estimates within a single CSP category | [11 empty] | ASIGE |  | Glass | 53400 | Fthenakis et al., 2011
GREEN = final values | [11 empty] | ASIGE |  | Silicon | 58 | Jean et al., 2015
RED = rejected values | [11 empty] | ASIGE |  | Steel | 73000 | Jean et al 2015
[12 empty] | ASIGE |  | Steel | 55900 | Mason et al 2006
Kavlak et al 2015 | [11 empty] | ASIGE |  | Steel | 56000 | IRENA 2017
Metal production requirements for rapid photovoltaics deployment | [11 empty] | CSP | Generation - CSP | silver | 13 | Pihl et al 2012
https://pubs.rsc.org/en/content/articlelanding/2015/ee/c5ee00585j#!divAbstract | [11 empty] | CSP | Generation - CSP | silver | 16 | Pihl et al 2012
Numbers taken from Table 2 | [11 empty] | CSP | Generation - CSP | aluminium | 0 | Pihl et al 2012
tons/GW | CIGS | CDTE | c-Si | Notes | [7 empty] | CSP | Generation - CSP | aluminium | 11000 | Pihl et al 2012
Cd |  | 17,62,138 | [9 empty] | CSP | Generation - CSP | Cement | 250000 | Pihl et al 2012
Ga | 2,4,9 | [10 empty] | CSP | Generation - CSP | Cement | 72000 | Pihl et al 2012
In | 7,13,28 | [10 empty] | CSP | Generation - CSP | Copper | 3200 | Pihl et al 2012
Se | 17,41,161 | [10 empty] | CSP | Generation - CSP | Copper | 1400 | Pihl et al 2012
Te |  | 19,70,156 | [9 empty] | CSP | Generation - CSP | Glass | 130000 | Pihl et al 2012
Si |  |  | 638, 2882, 6629 | [8 empty] | CSP | Generation - CSP | Glass | 110000 | Pihl et al 2012
[12 empty] | CSP | Generation - CSP | manganese | 2000 | Pihl et al 2012
[12 empty] | CSP | Generation - CSP | manganese | 5700 | Pihl et al 2012
Bodeker et al 2010 | [11 empty] | CSP | Generation - CSP | nickel | 940 | Pihl et al 2012
Aluminium and Renewable Energy Systems - Prospects for the Sustainable Generation of Electricity and Heat | [11 empty] | CSP | Generation - CSP | nickel | 1900 | Pihl et al 2012
http://www.world-aluminium.org/media/filer_public/2013/01/15/fl0000407.pdf | [11 empty] | CSP | Generation - CSP | Steel | 240000 | Pihl et al 2012
numbers from Table 26 for solar PV ground, Table 49 for CSP | [11 empty] | CSP | Generation - CSP | Steel | 400000 | Pihl et al 2012
| Framed module | Frameless CdTe module | Notes | [8 empty] | Coal | Generation - Coal | aluminium | 624 | Tahara et al 1997
Al | 38500 | 31300 | using the frameless CdTe figure for all thin-film types | [8 empty] | Coal | Generation - Coal | aluminium | 419 | Spath et al 1999
[12 empty] | Coal | Generation - Coal | aluminium | 255 | White + Kulcinski 1998
BBF Associates, “Market study: current and projected wind and solar renewable electric generating capacity and resulting copper demand”. 2011. | [11 empty] | Coal | Generation - Coal | aluminium | 281 | El-Bassioni 1980
https://copperalliance.org/wp-content/uploads/2017/03/Projected-wind-solar-copper-demand-1.pdf | [11 empty] | Coal | Generation - Coal | Cement | 18389 | Tahara et al 1997
Numbers for solar from Table 2, wind on Table 1 | [11 empty] | Coal | Generation - Coal | Cement | 28531 | Tahara et al 1997
Most sites were constructed prior to 2010 | [11 empty] | Coal | Generation - Coal | Cement | 16372 | Spath et al 1999
Numbers converted from lbs/MW to tons/GW | [11 empty] | Coal | Generation - Coal | Cement | 25401 | Spath et al 1999
| Springerville, AZ 6.4 MW utility-scale solar plant | Notes | [9 empty] | Coal | Generation - Coal | Cement | 7658 | White + Kulcinski 1998
Cu | 7000 | [10 empty] | Coal | Generation - Coal | Cement | 11881 | White + Kulcinski 1998
[12 empty] | Coal | Generation - Coal | Cement | 4668 | El-Bassioni 1980
Fizaine + Court 2015, Appendix A | [11 empty] | Coal | Generation - Coal | Cement | 6749 | El-Bassioni 1980
Renewable electricity producing technologies and metal depletion: A sensitivity analysis using the EROI | [11 empty] | Coal | Generation - Coal | Cement | 11315 | El-Bassioni 1980
https://www.sciencedirect.com/science/article/abs/pii/S0921800914003681 | [11 empty] | Coal | Generation - Coal | Cement | 16361 | El-Bassioni 1980
Numbers converted from tons/MW to tons/GW, rounded to nearest ton/GW | [11 empty] | Coal | Generation - Coal | Cement | 10572 | Albers et al 1976
[12 empty] | Coal | Generation - Coal | Cement | 16403 | Albers et al 1976
| PV single Si | PV multi Si | PV a Si | PV CIGS | PV CdTe | Notes | [5 empty] | Coal | Generation - Coal | Copper | 454 | White + Kulcinski 1998
Ag | 59 | 68 |  |  |  | Ostensibly from Ashby, M.F., 2013. Materials and the Environment: Eco-informed Material Choice. | [5 empty] | Coal | Generation - Coal | Copper | 500 | El-Bassioni 1980
[6 empty] | Butterworth-Heinemann, Elsevier, 2nd edition (628 pp.) and from EDF private data, cannot conclusively confirm either | [5 empty] | Coal | Generation - Coal | Copper | 538 | El-Bassioni 1980
Cd |  |  | 7 | 265 | 242 | Cannot confirm scope includes associated infrastructure other than panels, likely not | [5 empty] | Coal | Generation - Coal | Copper | 471 | Albers et al 1976
Cr |  |  | 4000 |  | 1000 | Numbers differ to a fair degree from other estimates - am excluding this study | [5 empty] | Coal | Generation - Coal | manganese | 112 | White + Kulcinski 1998
Cu | 825 | 943 | 1005 | 450 | 5181 | [6 empty] | Coal | Generation - Coal | manganese | 124 | El-Bassioni 1980
Dy | [11 empty] | Coal | Generation - Coal | manganese | 199 | Albers et al 1976
Ga |  |  |  | 124 | [7 empty] | Coal | Generation - Coal | nickel | 10 | White + Kulcinski 1998
In |  |  | 13 | 55 | [7 empty] | Coal | Generation - Coal | nickel | 11 | El-Bassioni 1980
Mo |  |  | 11 | 109 | 1 | [6 empty] | Coal | Generation - Coal | nickel | 8 | Albers et al 1976
Nd | [11 empty] | Coal | Generation - Coal | Steel | 62200 | Tahara et al 1997
Ni | 1 | 1 | 334 |  | 16 | [6 empty] | Coal | Generation - Coal | Steel | 51340 | Spath et al 1999
Se |  |  |  | 11 | [7 empty] | Coal | Generation - Coal | Steel | 44425 | El-Bassioni 1980
Te |  |  | 8 |  | 243 | [6 empty] | Biomass | Generation - Biomass | aluminium | 1300 | Sullivan et al 2010
[12 empty] | Biomass | Generation - Biomass | Cement | 16397 | Sullivan et al 2010
[12 empty] | Biomass | Generation - Biomass | Cement | 25440 | Sullivan et al 2010
Pihl et al 2012 | [11 empty] | Biomass | Generation - Biomass | Copper | 454 | White + Kulcinski 1998
Material constraints for concentrating solar thermal power | [11 empty] | Biomass | Generation - Biomass | Copper | 500 | El-Bassioni 1980
https://www.sciencedirect.com/science/article/abs/pii/S036054421200374X | [11 empty] | Biomass | Generation - Biomass | Copper | 538 | El-Bassioni 1980
Numbers from Table 3, sourced from original personal communications | [11 empty] | Biomass | Generation - Biomass | Copper | 471 | Albers et al 1976
| CSP trough | CSP tower | Notes | [8 empty] | Biomass | Generation - Biomass | manganese | 112 | White + Kulcinski 1998
Ag | 13 | 16 | [9 empty] | Biomass | Generation - Biomass | manganese | 124 | El-Bassioni 1980
Al | 0 | 11000 | [9 empty] | Biomass | Generation - Biomass | manganese | 199 | Albers et al 1976
Cement | 250000 | 72000 | This is cement, not concrete. No grade given. | [8 empty] | Biomass | Generation - Biomass | nickel | 10 | White + Kulcinski 1998
Cr | 2200 | 3700 | [9 empty] | Biomass | Generation - Biomass | nickel | 11 | El-Bassioni 1980
Cu | 3200 | 1400 | [9 empty] | Biomass | Generation - Biomass | nickel | 8 | Albers et al 1976
Mg | 3000 | 2600 | [9 empty] | Biomass | Generation - Biomass | Steel | 52000 | Sullivan et al 2010
Mn | 2000 | 5700 |  | tons cement: | [7 empty] | Gas | Generation - Gas | aluminium | 230 | Tahara et al 1997
Mo | 200 | 56 |  | CSP trough | CSP tower | [6 empty] | Gas | Generation - Gas | aluminium | 204 | Spath + Mann 2000
Ni | 940 | 1800 |  | 250000 | 72000 | [6 empty] | Gas | Generation - Gas | Cement | 7350 | Tahara et al 1997
Steel | 240000 | 400000 | [9 empty] | Gas | Generation - Gas | Cement | 11403 | Spath + Mann 2000
Iron | 650000 | 393000 | [9 empty] | Gas | Generation - Gas | Cement | 10080 | Tahara et al 1997
Glass | 130000 | 110000 | [9 empty] | Gas | Generation - Gas | Cement | 15640 | Spath + Mann 2000
Silicon sand | 92000 | 81000 | [9 empty] | Gas | Generation - Gas | Copper | 454 | White + Kulcinski 1998
[12 empty] | Gas | Generation - Gas | Copper | 500 | El-Bassioni 1980
| tons concrete / GW | [10 empty] | Gas | Generation - Gas | Copper | 538 | El-Bassioni 1980
| CSP trough | CSP tower | Notes | [8 empty] | Gas | Generation - Gas | Copper | 471 | Albers et al 1976
| 2607500 | 750960 | Assuming a mix of as in Flury et al 2012: http://esu-services.ch/fileadmin/download/publicLCI/flury-2012-hydroelectric-power-generation.pdf | [8 empty] | Gas | Generation - Gas | manganese | 112 | White + Kulcinski 1998
|  |  | 1 m^3 of concrete has 2000 kg gravel, 127 kg water, 230 kg cement | [8 empty] | Gas | Generation - Gas | manganese | 124 | El-Bassioni 1980
|  |  | Assume 1 m^3 of concrete weighs 2.4 metric tons | [8 empty] | Gas | Generation - Gas | manganese | 199 | Albers et al 1976
|  |  | multiply cement mass by 10.4347826 for concrete mass | [8 empty] | Gas | Generation - Gas | nickel | 10 | White + Kulcinski 1998
[12 empty] | Gas | Generation - Gas | nickel | 11 | El-Bassioni 1980
2018 Månberger and Stenqvist, Global metal flows in the renewable energy transition: Exploring the effects | [11 empty] | Gas | Generation - Gas | nickel | 8 | Albers et al 1976
https://www.sciencedirect.com/science/article/pii/S0301421518302726#ec0005 | [11 empty] | Gas | Generation - Gas | Steel | 51130 | Tahara et al 1997
Number for silver use in conventional PV from page 228 | [11 empty] | Gas | Generation - Gas | Steel | 31030 | Spath + Mann 2000
Other numbers in this study cite some of the papers above | [11 empty] | CoalCCS | Generation - Coal CCS | aluminium | 624 | Tahara et al 1997
tons/GW | c-Si | Notes | [9 empty] | CoalCCS | Generation - Coal CCS | aluminium | 419 | Spath et al 1999
Ag | 10 | Independent calculation based on Elshkaki and Graedel 2013 (https://www.sciencedirect.com/science/article/abs/pii/S0959652613004575) and VDMA, 2017. International Technology Roadmap for Photovoltaic (ITRPV). German Engineering Federation (VDMA), Frankfurt am Main. | [9 empty] | CoalCCS | Generation - Coal CCS | aluminium | 255 | White + Kulcinski 1998
|  | Authors arrived at a range of 10-20 t/GW assuming 20% cell efficiency and 1000 W/m2 and picked lower value. | [9 empty] | CoalCCS | Generation - Coal CCS | aluminium | 281 | El-Bassioni 1980
[12 empty] | CoalCCS | Generation - Coal CCS | Cement | 9814 | Tahara et al 1997
Jean, J., Brown, P. R., Jaffe, R. L., Buonassisi, T., & Bulović, V. (2015). Pathways for solar photovoltaics. Energy & Environmental Science, 8(4), 1200–1219. doi:10.1039/c4ee04073b | [11 empty] | CoalCCS | Generation - Coal CCS | Cement | 43653 | Tahara et al 1997
https://pubs.rsc.org/en/content/articlelanding/2015/ee/c4ee04073b#!divAbstract | [11 empty] | CoalCCS | Generation - Coal CCS | Cement | 25049 | Spath et al 1999
Numbers from Figure 7, Figure 9, data obtained from authors via email | [11 empty] | CoalCCS | Generation - Coal CCS | Cement | 38864 | Spath et al 1999
t/GW | CdTe | CIGS | c-Si (sc-Si and mc-Si) | a-Si | Notes | [6 empty] | CoalCCS | Generation - Coal CCS | Cement | 11716 | White + Kulcinski 1998
Cd | 29.4 | [10 empty] | CoalCCS | Generation - Coal CCS | Cement | 18178 | White + Kulcinski 1998
Te | 31.4 | [10 empty] | CoalCCS | Generation - Coal CCS | Cement | 7141 | El-Bassioni 1980
Cu |  | 8.22 | [9 empty] | CoalCCS | Generation - Coal CCS | Cement | 10326 | El-Bassioni 1980
In |  | 14.9 | [9 empty] | CoalCCS | Generation - Coal CCS | Cement | 17313 | El-Bassioni 1980
Ga |  | 9 | [9 empty] | CoalCCS | Generation - Coal CCS | Cement | 25033 | El-Bassioni 1980
Se |  | 20.4 | [9 empty] | CoalCCS | Generation - Coal CCS | Cement | 16175 | Albers et al 1976
Concrete |  |  | 63000 |  | US NREL DOE, 2005 | https://www.nrel.gov/docs/fy05osti/37656.pdf | [5 empty] | CoalCCS | Generation - Coal CCS | Cement | 25096 | Albers et al 1976
Steel |  |  | 73000 |  | The authors likely arrived at these values by dividing the ranges of materials in the original DOE publication by the 4.1 TW of PV capacity installed... | [6 empty] | CoalCCS | Generation - Coal CCS | Copper | 545 | White + Kulcinski 1998
Al |  |  | 8500 | [8 empty] | CoalCCS | Generation - Coal CCS | Copper | 600 | El-Bassioni 1980
Cu |  |  | 4900 | [8 empty] | CoalCCS | Generation - Coal CCS | Copper | 645 | El-Bassioni 1980
Si |  |  | 1460, 2020 | 58 | [7 empty] | CoalCCS | Generation - Coal CCS | Copper | 565 | Albers et al 1976
Glass |  |  | 50000 | [8 empty] | CoalCCS | Generation - Coal CCS | manganese | 112 | White + Kulcinski 1998
[12 empty] | CoalCCS | Generation - Coal CCS | manganese | 124 | El-Bassioni 1980
Conversion of tons concrete to tons cement | Concrete volume (m^3) per GW | [10 empty] | CoalCCS | Generation - Coal CCS | manganese | 199 | Albers et al 1976
Assuming 1600 kg/m^3 | 39375 | [10 empty] | CoalCCS | Generation - Coal CCS | nickel | 10 | White + Kulcinski 1998
Assuming 2500 kg/m^3 | 25200 | [10 empty] | CoalCCS | Generation - Coal CCS | nickel | 11 | El-Bassioni 1980
[12 empty] | CoalCCS | Generation - Coal CCS | nickel | 8 | Albers et al 1976
| Cement (kg) per GW | Cement (tons) per GW | [9 empty] | CoalCCS | Generation - Coal CCS | Steel | 95166 | Tahara et al 1997
1600 kg/m^3 density and 165 kg/m^3 cement content | 6496875 | 6496.875 | [9 empty] | CoalCCS | Generation - Coal CCS | Steel | 78550 | Spath et al 1999
2500 kg/m^3 density and 400 kg/m^3 cement content | 10080000 | 10080 | [9 empty] | CoalCCS | Generation - Coal CCS | Steel | 61648 | White + Kulcinski 1998
[12 empty] | CoalCCS | Generation - Coal CCS | Steel | 67695 | El-Bassioni 1980
Life-Cycle Analysis Results of Geothermal Systems in Comparison to Other Power Systems | [11 empty] | BiomassCCS | Generation - Biomass CCS | aluminium | 1300 | Sullivan et al 2010
https://www.energy.gov/sites/prod/files/2014/02/f7/lifecycle_analysis_of_geothermal_systems.pdf | [11 empty] | BiomassCCS | Generation - Biomass CCS | Cement | 25087 | Sullivan et al 2010
[12 empty] | BiomassCCS | Generation - Biomass CCS | Cement | 38923 | Sullivan et al 2010
mt/MW | Solar | Solar | Solar | Solar | Notes: | [6 empty] | BiomassCCS | Generation - Biomass CCS | Copper | 545 | White + Kulcinski 1998
| Pacca 2002 | Mason 2006 | Phylipsen 1995 | de Wild 2005 | Authors point out that Pacca and Horvath 2002 numbers are high, while Phylipsen 1995 and de Wild 2005 do not appear to consider material inputs beyond panels | [6 empty] | BiomassCCS | Generation - Biomass CCS | Copper | 600 | El-Bassioni 1980
Capacity (MW) | 4118 | 3.5 | 1 | 1 | [7 empty] | BiomassCCS | Generation - Biomass CCS | Copper | 645 | El-Bassioni 1980
mt/GW | [11 empty] | BiomassCCS | Generation - Biomass CCS | manganese | 112 | White + Kulcinski 1998
Aluminum | 43200 | 19000 | 11400 | 23000 | [7 empty] | BiomassCCS | Generation - Biomass CCS | manganese | 124 | El-Bassioni 1980
Concrete | 540000 | 65700 | [9 empty] | BiomassCCS | Generation - Biomass CCS | manganese | 199 | Albers et al 1976
Cu | 117000 | 7530 | 170 | 850 | Mason 2006 estimate matches up well with other figure for Springerville, AZ | [6 empty] | BiomassCCS | Generation - Biomass CCS | nickel | 10 | White + Kulcinski 1998
Steel | 1117000 | 55900 | [9 empty] | BiomassCCS | Generation - Biomass CCS | nickel | 11 | El-Bassioni 1980
[12 empty] | BiomassCCS | Generation - Biomass CCS | nickel | 8 | Albers et al 1976
Conversion of tons concrete to tons cement | Concrete volume (m^3) per GW | [10 empty] | BiomassCCS | Generation - Biomass CCS | Steel | 79560 | Sullivan et al 2010
Assuming 1600 kg/m^3 | 41062.5 | [10 empty] | GasCCS | Generation - Gas CCS | aluminium | 230 | Tahara et al 1997
Assuming 2500 kg/m^3 | 26280 | [10 empty] | GasCCS | Generation - Gas CCS | aluminium | 204 | Spath + Mann 2000
[12 empty] | GasCCS | Generation - Gas CCS | Cement | 8067 | Tahara et al 1997
| Cement (kg) per GW | Cement (tons) per GW | [9 empty] | GasCCS | Generation - Gas CCS | Cement | 17447 | Tahara et al 1997
1600 kg/m^3 density and 165 kg/m^3 cement content | 6775312.5 | 6775.3125 | [9 empty] | GasCCS | Generation - Gas CCS | Cement | 15423 | Spath + Mann 2000
2500 kg/m^3 density and 400 kg/m^3 cement content | 10512000 | 10512 | [9 empty] | GasCCS | Generation - Gas CCS | Cement | 23929 | Spath + Mann 2000
[12 empty] | GasCCS | Generation - Gas CCS | Copper | 545 | White + Kulcinski 1998
Frischknecht, R., Fthenakis, V., Kim, H.C., Raugei, M., Sinha, P., Stucki, M., 2015. Life Cycle Inventories and Life Cycle Assessments of Photovoltaic Systems. | [11 empty] | GasCCS | Generation - Gas CCS | Copper | 600 | El-Bassioni 1980
https://www.bnl.gov/pv/files/pdf/226_Task12_LifeCycle_Inventories.pdf | [11 empty] | GasCCS | Generation - Gas CCS | Copper | 645 | El-Bassioni 1980
page 31 | [11 empty] | GasCCS | Generation - Gas CCS | Copper | 565 | Albers et al 1976
For a 1.6 sq meter c-Si PV module with a 210 Wp module power, 0.00026 kg of Ni are used. | [11 empty] | GasCCS | Generation - Gas CCS | manganese | 112 | El-Bassioni 1980
1 GW/ 210 W = 4761905 | [11 empty] | GasCCS | Generation - Gas CCS | manganese | 124 | El-Bassioni 1980
4761905*0.00026=1238 kg / GW, not including associated infrastructure | [11 empty] | GasCCS | Generation - Gas CCS | manganese | 199 | Albers et al 1976
[12 empty] | GasCCS | Generation - Gas CCS | nickel | 10 | El-Bassioni 1980
t/GW | c-Si | Notes | [9 empty] | GasCCS | Generation - Gas CCS | nickel | 11 | El-Bassioni 1980
Ni | 1 | Lists no nickel usage for CdTe solar modules | [9 empty] | GasCCS | Generation - Gas CCS | nickel | 8 | Albers et al 1976
[12 empty] | GasCCS | Generation - Gas CCS | Steel | 78229 | Tahara et al 1997
1 t Ni per GW c-Si matches numbers presented in Elshkaki, A., & Graedel, T. E. (2013). Dynamic analysis of the global metals flows and stocks in electricity generation technologies. Journal of Cleaner Production, 59, 260–273. doi:10.1016/j.jclepro.2013.07.003 | [11 empty] | GasCCS | Generation - Gas CCS | Steel | 47476 | Spath + Mann 2000
https://www.sciencedirect.com/science/article/abs/pii/S0959652613004575?via%3Dihub | [11 empty] | Nuclear | Generation - Nuclear | silver | 1 | Bryan + Dudley 1974
[12 empty] | Nuclear | Generation - Nuclear | silver | 1 | El-Bassioni 1980
IRENA 2017 | [11 empty] | Nuclear | Generation - Nuclear | silver | 1 | USNRC 1977
https://www.irena.org/-/media/Files/IRENA/Agency/Publication/2017/Jun/IRENA_Leveraging_for_Solar_PV_2017.pdf | [11 empty] | Nuclear | Generation - Nuclear | aluminium | 18 | Bryan + Dudley 1974
Concrete | 47000 | [10 empty] | Nuclear | Generation - Nuclear | aluminium | 54 | El-Bassioni 1980
Steel | 56000 | [10 empty] | Nuclear | Generation - Nuclear | aluminium | 45 | El-Bassioni 1980
Plastic | 6000 | [10 empty] | Nuclear | Generation - Nuclear | aluminium | 33 | USNRC 1977
Glass | 70000 | [10 empty] | Nuclear | Generation - Nuclear | Cement | 22872 | Peterson et al 2005
Al | 19000 | [10 empty] | Nuclear | Generation - Nuclear | Cement | 55447 | Peterson et al 2005
Cu | 7000 | [10 empty] | Nuclear | Generation - Nuclear | Cement | 21089 | Peterson et al 2005
Silicon | 7000 | [10 empty] | Nuclear | Generation - Nuclear | Cement | 51125 | Peterson et al 2005
[12 empty] | Nuclear | Generation - Nuclear | Cement | 30133 | Bryan + Dudley 1974
Conversion of tons concrete to tons cement | Concrete volume (m^3) per GW | [10 empty] | Nuclear | Generation - Nuclear | Cement | 19600 | El-Bassioni 1980
Assuming 1600 kg/m^3 | 29375 | [10 empty] | Nuclear | Generation - Nuclear | Cement | 30400 | El-Bassioni 1980
Assuming 2500 kg/m^3 | 18800 | [10 empty] | Nuclear | Generation - Nuclear | Cement | 39590 | Andreades et al 2014
[12 empty] | Nuclear | Generation - Nuclear | Cement | 61420 | Andreades et al 2014
| Cement (kg) per GW | Cement (tons) per GW | [9 empty] | Nuclear | Generation - Nuclear | Copper | 1345 | Fizaine + Court 2015
1600 kg/m^3 density and 165 kg/m^3 cement content | 4846875 | 4846.875 | [9 empty] | Nuclear | Generation - Nuclear | Copper | 726 | Bryan + Dudley 1974
2500 kg/m^3 density and 400 kg/m^3 cement content | 7520000 | 7520 | [9 empty] | Nuclear | Generation - Nuclear | Copper | 907 | El-Bassioni 1980
[12 empty] | Nuclear | Generation - Nuclear | Copper | 2000 | El-Bassioni 1980
Rigby P, Fillon B, Gombert A, Herrero Rueda J, Kiel E, Mellikov E, et al. | [11 empty] | Nuclear | Generation - Nuclear | Copper | 1481 | USNRC 1977
Scientific Assessment in support of the Materials Roadmap enabling Low | [11 empty] | Nuclear | Generation - Nuclear | manganese | 467 | Bryan + Dudley 1974
Carbon Energy Technologies Photovoltaic Technology 2011. | [11 empty] | Nuclear | Generation - Nuclear | manganese | 209 | El-Bassioni 1980
https://publications.jrc.ec.europa.eu/repository/handle/JRC67978 | [11 empty] | Nuclear | Generation - Nuclear | manganese | 400 | El-Bassioni 1980
C-Si requires 66,700 tonnes of 4.0 mm glass per GWp of 15% efficient modules | [11 empty] | Nuclear | Generation - Nuclear | manganese | 296 | USNRC 1977
TFPV it requires 160,000 tonnes of glass per GWp | [11 empty] | Nuclear | Generation - Nuclear | nickel | 300 | Fizaine + Court 2015
[12 empty] | Nuclear | Generation - Nuclear | nickel | 484 | Bryan + Dudley 1974
Fthenakis et al., 2011 | [11 empty] | Nuclear | Generation - Nuclear | nickel | 49 | El-Bassioni 1980
https://www.bnl.gov/pv/files/pdf/226_Task12_LifeCycle_Inventories.pdf | [11 empty] | Nuclear | Generation - Nuclear | nickel | 100 | El-Bassioni 1980
[12 empty] | Nuclear | Generation - Nuclear | nickel | 74 | USNRC 1977
We use Wp per m^2 values from Frischknecht et al. 2020 below, in conjunction with the ballpark figure of 10 kg glass per m^2 of c-Si panel from this study, Table 5.1.6 | [11 empty] | Nuclear | Generation - Nuclear | Steel | 44821 | Peterson et al 2005
| Wp per m^2 | tons/GW | [9 empty] | Nuclear | Generation - Nuclear | Steel | 43206 | Peterson et al 2005
Glass | 195 | 51282.0513 | [9 empty] | Nuclear | Generation - Nuclear | Steel | 36068 | Bryan + Dudley 1974
Glass | 180 | 55555.5556 | [9 empty] | Nuclear | Generation - Nuclear | Steel | 10000 | El-Bassioni 1980
Average |  | 53418.8034 | [9 empty] | Nuclear | Generation - Nuclear | Steel | 7407 | USNRC 1977
[12 empty] | Nuclear | Generation - Nuclear | Steel | 50400 | Andreades et al 2014
[12 empty] | Hydro | Generation - Hydro | aluminium | 52 | Pacca + Horvath 2002
R. Frischknecht, P. Stolz, L. Krebs, M. de Wild-Scholten, P. Sinha, V. Fthenakis, H. C. Kim, M. Raugei, M. Stucki, 2020, Life Cycle Inventories and Life Cycle Assessment of Photovoltaic Systems, International Energy Agency (IEA) PVPS Task 12, Report T12-19:2020. | [11 empty] | Hydro | Generation - Hydro | Cement | 1086216 | Flury + Frischknecht 2012
https://treeze.ch/fileadmin/user_upload/downloads/Publications/Case_Studies/Energy/IEA-PVPS-LCI-report-2020-20201208.pdf | [11 empty] | Hydro | Generation - Hydro | Cement | 594619 | Flury + Frischknecht 2012
Table 2 | % weight Si per module | Weight of unframed module per m^2 | Wp per m^2 | tons/MW | tons/GW | [6 empty] | Hydro | Generation - Hydro | Cement | 922560 | Flury + Frischknecht 2012
Mono-Si | 5.2 | 11 kg | 195 | 2.93 | 2930 | [6 empty] | Hydro | Generation - Hydro | Cement | 1685280 | Flury + Frischknecht 2012
Multi-Si | 5.6 | 11.1 kg | 180 | 3.45 | 3450 | [6 empty] | Hydro | Generation - Hydro | Cement | 1223040 | Pacca + Horvath 2002
[12 empty] | Hydro | Generation - Hydro | Cement | 788288 | Pacca + Horvath 2002
[12 empty] | Hydro | Generation - Hydro | Cement | 1068800 | Rule 2009
HYDRO | [11 empty] | Hydro | Generation - Hydro | Cement | 688875 | Rule 2009
Flury + Frischknecht 2012, Life Cycle Inventories of Hydroelectric Power Generation | [11 empty] | Hydro | Generation - Hydro | Copper | 2970 | Flury + Frischknecht 2012
Intensity [ton/GW], converted from original values in g/kWh |  |  |  | Original values reported in g/kWh: |  |  | kWh/GWh | 1000000 |  |  |  | Hydro | Generation - Hydro | Copper | 1502 | Rule 2009
http://esu-services.ch/fileadmin/download/publicLCI/flury-2012-hydroelectric-power-generation.pdf | [11 empty] | Hydro | Generation - Hydro | Copper | 1050 | Fizaine + Court 2015
Material | Storage Power Station | Run of River (RoR) |  | Storaged | Run of River |  | ton/g | 1e-06 |  |  |  | Hydro | Generation - Hydro | Copper | 2970 | Flury + Frischknecht 2012
Concrete | 10533000 | 5766000 |  | 35.11 | 19.22 |  | Assumed Life | 150 years |  |  |  | Hydro | Generation - Hydro | Steel | 78000 | Flury + Frischknecht 2012
Steel | 78000 | 177000 |  | 0.26 | 0.59 |  | Assumed plant size | 95 MW |  |  |  | Hydro | Generation - Hydro | Steel | 24800 | Pacca + Horvath 2002
Copper (Cu) | 2970 | 2970 |  | 0.0099 | 0.0099 |  | Assumed production | 190GWh/year |  |  |  | Hydro | Generation - Hydro | Steel | 54500 | Rule 2009
[12 empty] | Hydro | Generation - Hydro | Steel | 177000 | Flury + Frischknecht 2012
| Concrete volume (m^3) | [10 empty] | Geothermal | Generation - Geothermal | aluminium | 2386 | Karlsdottir et al 2015
Conversion of tons concrete to tons cement | Storage Power Station | Run of River | [9 empty] | Geothermal | Generation - Geothermal | aluminium | 1600 | Sullivan et al 2010
Assuming 1600 kg/m^3 | 6583125 | 3603750 | [9 empty] | Geothermal | Generation - Geothermal | aluminium | 45200 | Sullivan et al 2010
Assuming 2500 kg/m^3 | 4213200 | 2306400 | [9 empty] | Geothermal | Generation - Geothermal | aluminium | 42600 | Sullivan et al 2010
| Cement (kg) |  | Cement (tons) | [8 empty] | Geothermal | Generation - Geothermal | aluminium | 10198 | Tosti et al 2020
| Storage Power Station | Run of River | Storage Power Station | Run of River | [7 empty] | Geothermal | Generation - Geothermal | aluminium | 1448 | Basosi et al 2020
1600 kg/m^3 density and 165 kg/m^3 cement content | 1086215625 | 594618750 | 1086215.625 | 594618.75 | [7 empty] | Geothermal | Generation - Geothermal | aluminium | 9729 | Pratiwi et al 2018
2500 kg/m^3 density and 400 kg/m^3 cement content | 1685280000 | 922560000 | 1685280 | 922560 | [7 empty] | Geothermal | Generation - Geothermal | Cement | 232000 | Sullivan et al 2010
[12 empty] | Geothermal | Generation - Geothermal | Cement | 76061 | Karlsdottir et al 2015
[12 empty] | Geothermal | Generation - Geothermal | Cement | 87400 | Sullivan et al 2010
Argonne National Laboratory, Life-Cycle Analysis Results of Geothermal Systems in Comparison to Other Power Systems, 2010 | [11 empty] | Geothermal | Generation - Geothermal | Cement | 988000 | Sullivan et al 2010
https://www.energy.gov/sites/prod/files/2014/02/f7/lifecycle_analysis_of_geothermal_systems.pdf | Pacca 2002 | Hondo 2005 | Rule 2009 | [8 empty] | Geothermal | Generation - Geothermal | Cement | 987000 | Sullivan et al 2010
Aluminum | 52 | n/a | n/a | [8 empty] | Geothermal | Generation - Geothermal | Cement | 311984 | Tosti et al 2020
Concrete | 7644000 | 552000 | 6680000 | [8 empty] | Geothermal | Generation - Geothermal | Cement | 271666 | Basosi et al 2020
Copper | 69 (seems very low) | n/a | 1502 | [8 empty] | Geothermal | Generation - Geothermal | Cement | 196486 | Pratiwi et al 2018
Steel | 24800 | n/a | 54500 | [8 empty] | Geothermal | Generation - Geothermal | Copper | 597 | Karlsdottir et al 2015
[12 empty] | Geothermal | Generation - Geothermal | Copper | 18885 | Tosti et al 2020
| Concrete volume (m^3)/GW | [10 empty] | Geothermal | Generation - Geothermal | Copper | 2518 | Basosi et al 2020
Conversion of tons concrete to tons cement | Pacca 2002 | Hondo 2005 | Rule 2009 | [8 empty] | Geothermal | Generation - Geothermal | Steel | 295000 | Sullivan et al 2010
Assuming 1600 kg/m^3 | 4777500 | 345000 | 4175000 | [8 empty] | Geothermal | Generation - Geothermal | Steel | 140347 | Karlsdottir et al 2015
Assuming 2500 kg/m^3 | 3057600 | 220800 | 2672000 | [8 empty] | Geothermal | Generation - Geothermal | Steel | 356000 | Sullivan et al 2010
| Cement (kg)/GW |  |  | Cement (tons)/GW | [7 empty] | Geothermal | Generation - Geothermal | Steel | 1206000 | Sullivan et al 2010
| Pacca 2002 | Hondo 2005 | Rule 2009 | Pacca 2002 | Hondo 2005 | Rule 2009 | [5 empty] | Geothermal | Generation - Geothermal | Steel | 1175000 | Sullivan et al 2010
1600 kg/m^3 density and 165 kg/m^3 cement content | 788287500 | 56925000 | 688875000 | 788287.5 | 56925 | 688875 | [5 empty] | Geothermal | Generation - Geothermal | Steel | 124933 | Tosti et al 2020
2500 kg/m^3 density and 400 kg/m^3 cement content | 1223040000 | 88320000 | 1068800000 | 1223040 | 88320 | 1068800 | [5 empty] | Geothermal | Generation - Geothermal | Steel | 147420 | Basosi et al 2020
[5 empty] | seems quite low, omitting these | [6 empty] | Geothermal | Generation - Geothermal | Steel | 912972 | Pratiwi et al 2018
Fizaine + Court 2015, Appendix A
Renewable electricity producing technologies and metal depletion: A sensitivity analysis using the EROI
https://www.sciencedirect.com/science/article/abs/pii/S0921800914003681
Numbers converted from tons/MW to tons/GW, rounded to nearest ton/GW
Hydro
Cr | 1500
Cu | 1050
Mo | 250
Three gorges dam (sanity check, not included in study)
Three Gorges Dam is 22.5 GW |  | Concrete (kg)
27.2 million m3 concrete | Assuming 1600 kg/m^3 | 43520000000
463,000 tons steel | Assuming 2500 kg/m^3 | 68000000000
https://www.britannica.com/topic/Three-Gorges-Dam |  | Cement (kg) | Cement (tons) | Cement (tons/GW)
http://www.china-embassy.org/eng/zt/sxgc/t36512.htm | 1600 kg/m^3 density and 165 kg/m^3 cement content | 4488000000 | 4488000 | 199466.6667
| 2500 kg/m^3 density and 400 kg/m^3 cement content | 10880000000 | 10880000 | 483555.5556
GEOTHERMAL
Karlsdóttir et al., 2015. Life cycle inventory of a flash geothermal combined heat and power plant located in Iceland
https://link.springer.com/article/10.1007/s11367-014-0842-y
Intensity [ton/GW], converted from original values in g/kWh |  |  |  | Original values in g/kWh and g/MJ |  |  |  | 303.3 MWe+133MWth plant | 30 year life | 87% CF | 349.5 million MJ
Material | Conventional Geothermal Flash |  |  | Elec (g/kWh) | Thermal (g/MJ) | Total Material demand from Elec (tons) | Total Material demand from Heat (tons) |  | Lifetime Elec (kWh) |  | 10470000000
Portland Cement | 76061.26 |  | Portland Cement | 0.29 | 0.015 | 20110.14 | 1297.66 |  | 69345298800
Steel | 136433.47 |  | Steel | 0.5 | 0.034 | 34672.65 | 2941.36
Stainless Steel | 3914.45 |  | Stainless Steel | 0.012 | 0.0018 | 832.14 | 155.72 |  | Lifetime Heat (MJ) | 91441 kj/s
Aluminum | 2386.3 |  | Aluminum | 0.0091 | 0.00047 | 631.04 | 40.66 |  | 86510501280
Copper | 597.41 |  | Copper | 0.0023 | 0.00011 | 159.49 | 9.52
Mineral wool | 7602.55 |  | Mineral wool | 0.032 | 0.00044 | 2219.05 | 38.06
Asphalt | 38337.99 |  | Asphalt | 0.16 | 0.0027 | 11095.25 | 233.58
Plastic | 732.81 |  | Plastic | 0.0032 | 1.8e-06 | 221.9 | 0.16
Glass Fiber Reinforced Plastic | 2149.18 |  | Glass Fiber Reinforced Plastic | 0.0094 | n/a | 651.85
Sum of steel and stainless steel | 140347.92
Argonne National Laboratory, Life-Cycle Analysis Results of Geothermal Systems in Comparison to Other Power Systems, Sullivan et al., 2010
https://www.energy.gov/sites/prod/files/2014/02/f7/lifecycle_analysis_of_geothermal_systems.pdf
tons/GW | Hydrothermal (10MW) Binary | Hydrothermal (50MW) Flash | EGS (20MW) | EGS (50MW)
Aluminum | 46100 | 0 | 45200 | 42600
Concrete | 459000 | 159000 | 460000 | 460000
Cement | 87400 | 232000 | 988000 | 987000
Bentonite | 34000 | 77000 | 283000 | 282000
Steel | 356000 | 295000 | 1206000 | 1175000
Tosti et al., 2020. Complete Data Inventory of a Geothermal Power Plant for Robust Cradle-to-Grave Life Cycle Assessment Results
https://www.mdpi.com/1996-1073/13/11/2839
Capacity | 61MWe | 21.1MWth | Energy | 21760 GWhE | 1280 GWhth
| kg/kWh | Tons (total) | Tons/GWe
Cement | 0.000826 | 19031.04 | 311984.26
Steel | 0.00033077 | 7620.9408 | 124933.46
Gravel | 0.0002532 | 5833.728 | 95634.89
Bentonite | 9.4e-05 | 2165.76 | 35504.26
Copper | 5e-05 | 1152 | 18885.25
Sodium Hydroxide | 3.5e-05 | 806.4 | 13219.67
Aluminum | 2.7e-05 | 622.08 | 10198.03
Selenium | 4.1e-06 | 94.464 | 1548.59
Pentane | 2.8e-06 | 64.512 | 1057.57
PVC | 8.3e-07 | 19.1232 | 313.5
Basosi et al 2020 | [7 empty] | Tons total | tons/gw
Life Cycle Analysis of a Geothermal Power Plant: Comparison of the Environmental Performance with Other Renewable Energy Systems
https://www.mdpi.com/2071-1050/12/7/2786
20MWe (single plant flash), requirements in kg | Production wells (kg) | Reinjection wells (kg) | Drilling platform (kg) | Steam adduction pipeline (kg) | Turbine and alternator (kg) | Compressors (kg) | Building (kg)
Portland Cement | 1737190 | 272972 | 1230000 |  | 1555660 |  | 637500 | 5433.322 | 271666.1
Bentonite | 832324 | 130600 | [5 empty] | 962.924 | 48146.2
Aluminum |  |  | 9000 | 12962 |  | 5680 | 1310 | 28.952 | 1447.6
Copper |  |  |  |  | 4000 | 16200 | 30150 | 50.35 | 2517.5
| Sum of all components | tons/GW
Steel (including cast iron, chromium steel, etc...) | 2948401 | 147420.05
Pratiwi et al 2018
Life-cycle climate-change impact assessment of enhanced geothermal system plants in the Upper Rhine Valley
https://www.sciencedirect.com/science/article/pii/S0375650517302912
Enhanced geothermal system
Capacity [MWe] | 3.7
Tons/GWe
Asphalt | 1288 | 348108.1081
Bentonite | 101 | 27297.2973
Calcium Carbonante | 89 | 24054.054
Steel | 3378 | 912972.973
Portland Cement | 727 | 196486.4865
Aluminum | 36 | 9729.7297
NUCLEAR
Per Peterson et al (2005):
Metal And Concrete Inputs For Several Nuclear Power Plants
https://pdfs.semanticscholar.org/519e/a5c55a312f3f45ccfcc4a093a941366c6658.pdf
1380 MWe ABWR in Table 3, 1500 MWe ESBWR in Table 4, 1600 MWe EPR in Table 5, 286 MW GR-MHR in Table 6, 1235 MW AHTR-IT in Table 7
| 1380 MWe ABWR | 1500 MWe ESBWR | 1600 MWe EPR | 286 MWe GT-MHR | 1235 MW AHTR-IT | Notes
Concrete, cubic meters | 191293 | 104231 | 204498 | 21816 | 51508 | We excluded unbuilt designs, included built designs
Total metal | 63439 | 50099 | 70903 | 7707 | 19348
Concrete, metric tons (assuming 2.75 metric tons/m^3) | 526055.75 | 286635.25 | 562369.5 | 59994 | 141647
Steel and iron, metric tons as a fraction of total metal, assuming 97.5% | 61853.025 | 48846.525 | 69130.425 | 7514.325 | 18864.3
Concrete, tons/GW | 381199.8188 | 191090.1667 | 351480.9375 | 209769.2308 | 114693.9271
Steel, tons/GW | 44821.0326 | 32564.35 | 43206.5156 | 26273.8636 | 15274.7368
| Operational | Not yet built | Operational | in development | Not yet built
Conversion of tons concrete to tons cement
| Cement (kg) per GW |  | Cement (tons) per GW |  | Cement (tons/GW)
| 1380 MWe ABWR | 1600 MWe EPR | 1380 MWe ABWR | 1600 MWe EPR | 1380 MWe ABWR | 1600 MWe EPR
kg of cement, assuming cement content of 165 g/m^3 | 31563345 | 33742170 | 31563.345 | 33742.17 | 22871.9891 | 21088.8563
kg of cement, assuming cement content of 400 g/m^3 | 76517200 | 81799200 | 76517.2 | 81799.2 | 55447.2464 | 51124.5
Fizaine + Court 2015, Appendix A
Renewable electricity producing technologies and metal depletion: A sensitivity analysis using the EROI
https://www.sciencedirect.com/science/article/abs/pii/S0921800914003681
Numbers converted from tons/MW to tons/GW, rounded to nearest ton/GW
Nuclear power (PWR)
Cr | 350
Cu | 1345
Ni | 300
R.H. Bryan, I.T. Dudley, Estimated quantities of materials contained in a 1000 MW(e) PWR Power Plant, Oak Ridge National Laboratory, TM-4515, June (1974).
https://inis.iaea.org/collection/NCLCollectionStore/_Public/05/148/5148861.pdf
Cites reference 1 for many cases, for others equipment catalogs, personal communications, technical journals consulted
metric tons/GW | Typical 1000 MW PWR, Table 1 - composite materials | Notes
Al | 18
Carbon steel + stainless steel + galvanized iron | 36068
Concrete - CUBIC YARDS | 98130 cubic yards | 179681.06 metric tons according to Appendix B
Cu | 694
Ni | 1
Ag | <1
metric tons/GW | Typical 1000 MW PWR, Table 2 - basic constituent materials | Notes
Al | 18 | Assumed constituents in Appendix C
Cu | 726
Mn | 467
Ni | 484
Ag | <1
Cement | 30133 | Concrete by weight %: Cement 16.77, coarse aggregate 50.29, fine aggregate 25.52
Concrete | 179683.9595
A.A. El-Bassioni, A methodology and a preliminary data base for examining the health risks of electricity generation from uranium and coal fuels, Oak Ridge National Laboratory, NUREG/CR-1539, August (1980).
https://www.osti.gov/servlets/purl/5100383
Table 3.59:
metric tons for a 1000 MW plant | PWR | BWR | 1000 MWe Model LWR (based on a 2:1 ratio of PWR to BWR requirements, for a range of values the average was utilized. Values rounded, represent a 30 year lifetime of the plant) | Notes
Al | 18-45 (a,f) | 45-54 (d,c) | 40 | Am using numbers for BWR columns only, treating ranges of values as two separate estimates
Cd | <1 (a,f) | <1 (d) | <1
Concrete | 170000 | 1.9e5 (c) | 1.8et
Cu | 726-2000 (a,f) | 907-2000 (c,d) | 1390
Mn | 400-467 (f,a) | 209-400 (c,d) | 390
Ni | 100-484 (f,a) | 49-100 (c,d) | 220
Ag | <1 (f,a) | 1 (d) | <1
Steel | 1-5.4e5 (f,g) | 1.0e4 (d) | 19000
(a)R. H. Bryan and I. T. Dudley, 11 Estimated Quantities of Materials
Contained in a1000-MWe PWR Power Plant, 11 ORNL-TM-4515, June 1974.
(b)Federal Energy Administration, 11 P~oject Independence Blueprint.Task · . Force Report/Nuclear Energy, 11 Final Task Force Report, 1974.
(c)J. P. Albers, et al., 11 Demand and.Supply of Non-Fuel Minerals and
Materials for the United States Energy Industry, 1975-90, 11 USGS
Professional Paper 1006-~, 1976.
(d)u.s. Nuclear Regulatory Commission, 11 Phipps Bend Nuclear Plant Units 1 and 2, Proposed by the Tennessee Valley Authority, 11 Final Environmental Statement, NUREG-0168, February 1977.
(f)U.S. Nu~lear Regulatory Commission, 11Yellow Creek Nuclear Plant Units 1 and 2, Proposed by the Tennessee Valley Authority, 11 Final Environmental Statement, November 1977.
g)U. S. Department of Energy, 11Technology for Commercial Radioactive Waste Management, II DOE/ET-0028, vo·l. 1, May 1979 ..
tons/GW | BWR (c) | BWR (d)
Al | 54 | 45
Cd |  | <1
Concrete | 190000
Cu | 907 | 2000
Mn | 209 | 400
Ni | 49 | 100
Ag |  | 1
Steel |  | 10000
only using BWR numbers, since PWR numbers are from Bryan and Dudley, which is already included above
Concrete volume (m^3) per GW
Conversion of tons concrete to tons cement | BWR
Assuming 1600 kg/m^3 | 119000
Assuming 2500 kg/m^3 | 76000
| Cement (kg) per GW | Cement (tons) per GW
| BWR | BWR
1600 kg/m^3 density and 165 kg/m^3 cement content | 19600000 | 19600
2500 kg/m^3 density and 400 kg/m^3 cement content | 30400000 | 30400
U.S. Nuclear Regulatory Commission, Yellow Creek Nuclear Plant Units 1 and 2, Proposed by the Tennessee Valley Authority, Final Environmental Statement, November 1977.
https://catalog.hathitrust.org/Record/101828841
page 220, section 10.3.3, assembled from "various sources" for a two-unit plant with same power rating as Yellow Creek
metric tons | PWR, ~2700 MWe | tons/GW (rounded to nearest integer) | Notes
Al | 90 | 33
Cd | 0.005 | 0
Cu | 4000 | 1481
Mn | 800 | 296
Ni | 200 | 74
Ag | 2 | 1
Steel | 20000 | 7407
Technical Description of the “Mark 1” Pebble-Bed Fluoride-Salt-Cooled High-Temperature Reactor (PB-FHR) Power Plant
2014
Andreades et al
converted from 1000 kg/MWe to tons/GWe
tons/GW | Mk 1 PB-FHR (100 MWe), scaled to 1GW
Carbon steel + High alloy and stainless steel | 50400
Concrete | 383900
Concrete volume (m^3)
Conversion of tons concrete to tons cement | Mk 1 PB-FHR (100 MWe)
Assuming 1600 kg/m^3 | 239937.5
Assuming 2500 kg/m^3 | 153560
| Cement (kg) per GW | Cement (tons) per GW
| Mk 1 PB-FHR (100 MWe) | Mk 1 PB-FHR (100 MWe)
1600 kg/m^3 density and 165 kg/m^3 cement content | 39589687.5 | 39589.6875
2500 kg/m^3 density and 400 kg/m^3 cement content | 61424000 | 61424
FOSSIL FUELS
Singh, B.; Bouman, E. A.; Strømman, A. H.; Hertwich, E. G. 2015.
Material use for electricity generation with carbon dioxide capture and storage: Extending life cycle analysis indices for material accounting. Resour. Conserv. Recycl.
https://www.sciencedirect.com/science/article/abs/pii/S0921344915000555
considering a 600MW hard coal plant with Monoethanolamine (MEA) CO2 capture, hypothetically in western Europe
Numbers from tables 2 and 3
kg/kWh | Conventional coal | Conventional coal + CCS | Notes
Steel | 0.0015 | 0.0023 | Study assumptions: 25 year lifetime, 8000 full load hours per year, 42% efficiency without CCS, 41% efficiency with CCS
Cu | 2e-05 | 2.4e-05 | 8000 hours/year is an unusually high capacity factor - we choose to use a more reasonable capacity factor to derive material intensity values and assess the material intensity of CCS plants relative to non-CCS plants
Assumed conversion factors to calculate material intensities per unit generating capacity:
Power production per year assuming 57% capacity factor (kWh) | 4800000000
Power production over 25 year lifetime (kWh) | 120000000000
Power production over 25 year lifetime (GWh) | 120
kg of material demand, across total lifetime, for a 600MW plant | Conventional coal | Conventional coal + CCS | Notes
Steel | 180000000 | 276000000
Cu | 2400000 | 2880000
calculated material intensities, metric tons/GW | Conventional coal | Conventional coal + CCS | Ratio of CCS/non-CCS material demand | Notes
Steel | 300000 | 460000 | 1.5333 | We utilize these calculated multiplicative factors associated with CCS infrastructure, but not these specifically derived material intensity values given anomalously high capacity factor assumptions
Cu | 4000 | 4800 | 1.2
From these values, we assume a 53% increase in steel usage and 20% increase in copper usage for all CCS plants relative to non-CCS plants of the same category
Tahara et al 1997
Evaluation of CO2 payback time of power plants by LCA
https://www.sciencedirect.com/science/article/abs/pii/S0196890497000058
metric tons/GW | Coal | NG-CC | Notes
Steel | 62200 | 51130
Concrete | 178320 | 71270
Aluminum | 624 | 230
metric tons/GW | Coal+CCS | NG-CC + CCS | Notes
Steel | 95166 | 78228.9 | based on derived Singh et al., 2015 increase factor
Concrete | 272829.6 | 109043.1 | based on derived Singh et al., 2015 increase factor
Aluminum | 624 | 230
Concrete volume (m^3) per GW
Conversion of tons concrete to tons cement | Coal | NG-CC | Coal + CCS, based on Singh increase factor | NGCC + CCS, based on Singh increase factor
Assuming 1600 kg/m^3 | 111450 | 44543.75 | 59478.75 | 48893.0625
Assuming 2500 kg/m^3 | 71328 | 28508 | 109131.84 | 43617.24
Cement (kg) per GW
| Coal | NG-CC | Coal + CCS, based on Singh increase factor | NGCC + CCS, based on Singh increase factor
1600 kg/m^3 density and 165 kg/m^3 cement content | 18389250 | 7349718.75 | 9813993.75 | 8067355.313
2500 kg/m^3 density and 400 kg/m^3 cement content | 28531200 | 11403200 | 43652736 | 17446896
Cement (tons) per GW
| Coal | NG-CC | Coal + CCS, based on Singh increase factor | NGCC + CCS, based on Singh increase factor
1600 kg/m^3 density and 165 kg/m^3 cement content | 18389.25 | 7349.7188 | 9813.9937 | 8067.3553
2500 kg/m^3 density and 400 kg/m^3 cement content | 28531.2 | 11403.2 | 43652.736 | 17446.896
Sullivan et al 2010
Life-Cycle Analysis Results of Geothermal Systems in Comparison to Other Power Systems
https://www.energy.gov/sites/prod/files/2014/02/f7/lifecycle_analysis_of_geothermal_systems.pdf
mt/MW | Biomass | Notes
Aluminum | 1.3 | 88.5 MW plant
Concrete | 159
Steel+iron | 52
mt/MW | Biomass | Biomass + CCS, based on Singh et al 2015 factors
Aluminum | 1300
Concrete | 159000 | 243270
Steel+iron | 52000 | 79560
Concrete volume (m^3) per GW
Conversion of tons concrete to tons cement | Biomass-88 | Biomass w CCS based on Singh et al 2015 factors
Assuming 1600 kg/m^3 | 99375 | 152043.75
Assuming 2500 kg/m^3 | 63600 | 97308
Cement (kg) per GW
| Biomass-88 | Biomass w CCS based on Singh et al 2015 factors
1600 kg/m^3 density and 165 kg/m^3 cement content | 16396875 | 25087218.75
2500 kg/m^3 density and 400 kg/m^3 cement content | 25440000 | 38923200
Cement (tons) per GW
| Biomass-88 | Biomass w CCS based on Singh et al 2015 factors
1600 kg/m^3 density and 165 kg/m^3 cement content | 16396.875 | 25087.2188
2500 kg/m^3 density and 400 kg/m^3 cement content | 25440 | 38923.2
Spath, P.L., M.K. Mann, and D.R. Kerr, 1999, ―Life Cycle Assessment of Coal-Fired Power Production,‖ NREL/TP-570-25119.
https://www.nrel.gov/docs/fy99osti/25119.pdf
Table 18, cites DynCorp, 1995, Meridian 1989, 360MW plant
tons/GW or kg/MW capacity | Coal | Sensitivity (Table 42) | With CCS, based on Singh increase factor
Concrete | 158758 | 6962 | 242899.74
Steel+iron | 51340 | 1764 | 78550.2
Al | 419 | 310
Concrete volume (m^3) per GW
Conversion of tons concrete to tons cement | Coal | Coal + CCS, based on Singh increase factor
Assuming 1600 kg/m^3 | 99223.75 | 151812.3375
Assuming 2500 kg/m^3 | 63503.2 | 97159.896
Cement (kg) per GW
| Coal | Coal + CCS, based on Singh increase factor
1600 kg/m^3 density and 165 kg/m^3 cement content | 16371918.75 | 25049035.69
2500 kg/m^3 density and 400 kg/m^3 cement content | 25401280 | 38863958.4
Cement (tons) per GW
| Coal | Coal + CCS, based on Singh increase factor
1600 kg/m^3 density and 165 kg/m^3 cement content | 16371.9188 | 25049.0357
2500 kg/m^3 density and 400 kg/m^3 cement content | 25401.28 | 38863.9584
White, S.W., and G.L. Kulcinski, 1998a, ―Birth to Death Analysis of the Energy Payback Ratio and CO2 Gas Emission Rates From Coal, Fission, Wind and DT Fusion Electrical Power Plants,‖ UWFDM-1063.
https://www.sciencedirect.com/science/article/abs/pii/S0920379600001587
Table 4, citing reference 11 for coal, reference 12 for fission
tons/GW | Coal | Coal + CCS, based on Singh increase factor
Al | 255
Concrete | 74257 | 113613.21
Cu | 454 | 544.8
Mn | 112
Ni | 10
Ag | 0
carbon/low alloy + stainless steel | 40293 | 61648.29
ref 11: | A.A. El-Bassioni, A methodology and a preliminary data base for examining the health risks of electricity generation from uranium and coal fuels, Oak Ridge National Laboratory, NUREG/CR-1539, August (1980).
Concrete volume (m^3) per GW
Conversion of tons concrete to tons cement | Coal | Coal + CCS, based on Singh increase factor
Assuming 1600 kg/m^3 | 46410.625 | 71008.2563
Assuming 2500 kg/m^3 | 29702.8 | 45445.284
Cement (kg) per GW
| Coal | Coal + CCS, based on Singh increase factor
1600 kg/m^3 density and 165 kg/m^3 cement content | 7657753.125 | 11716362.28
2500 kg/m^3 density and 400 kg/m^3 cement content | 11881120 | 18178113.6
Cement (tons) per GW
| Coal | Coal + CCS, based on Singh increase factor
1600 kg/m^3 density and 165 kg/m^3 cement content | 7657.7531 | 11716.3623
2500 kg/m^3 density and 400 kg/m^3 cement content | 11881.12 | 18178.1136
Spath, P.L., and M.K. Mann, 2000, ―Life Cycle Assessment of a Natural Gas Combined-Cycle Power Generation System,‖ NREL/TP-570-27715.
https://www.nrel.gov/docs/fy00osti/27715.pdf
Table 2, citing DynCorp 1995
tons/GW or kg/MW capacity | NG-CC | NG-CC, CCS using Singh et al 2015 factors
Concrete | 97749 | 149555.97
Steel | 31030 | 47475.9
Al | 204
Concrete volume (m^3) per GW
Conversion of tons concrete to tons cement | NG-CC | NG-CC, CCS using Singh et al 2015 factors
Assuming 1600 kg/m^3 | 61093.125 | 93472.4812
Assuming 2500 kg/m^3 | 39099.6 | 59822.388
Cement (kg) per GW
| NG-CC | NG-CC, CCS using Singh et al 2015 factors
1600 kg/m^3 density and 165 kg/m^3 cement content | 10080365.63 | 15422959.41
2500 kg/m^3 density and 400 kg/m^3 cement content | 15639840 | 23928955.2
Cement (tons) per GW
| NG-CC | NG-CC, CCS using Singh et al 2015 factors
1600 kg/m^3 density and 165 kg/m^3 cement content | 10080.3656 | 15422.9594
2500 kg/m^3 density and 400 kg/m^3 cement content | 15639.84 | 23928.9552
A.A. El-Bassioni, A methodology and a preliminary data base for examining the health risks of electricity generation from uranium and coal fuels, Oak Ridge National Laboratory, NUREG/CR-1539, August (1980).
https://www.osti.gov/servlets/purl/5100383
Table 4.21 | Coal, 800 MWe | Notes
Al | 225 | "lncludes material to manufacture major equipment items."
Cu | 400-430 (c) | (b)Federal Energy Administration, 11 Project Independence Blue Print Final Task Force Report: Facilities, 11 November 1974.
Concrete (CUBIC YARDS) | 37000 (d)-53500 | https://www.osti.gov/servlets/purl/7269803
Steel+steel pipe & tube+stainless steel+steel forgings | 35540
Mn | 99
Ni | 9
Co | 0
(c)J.P. Albers et al., "Demand for Non-fuel Minerals and Materials by U.S. Energy Industry 1975-1990," Geological Survey, U.S. Department of the Interior, 1976.
(d)Tennessee Valley Authority, "The Bull Run Steam Plant," .Technical Report 38, 1967.
Concrete, cubic meters
| 28288.535 | 40903.6925
Concrete, metric tons (assuming 2.75 metric tons/m^3
| 77793.4713 | 112485.1544
Coal + CCS, based on Singh increase factor
| Coal, tons/GW | Low | High
Al | 281.25
Cu | 500 to 537.5 | 600 | 645
Concrete, metric tons (assuming 2.75 metric tons/m^3 | 77793 to 112485 | 118105.29 | 172102.05
Steel+steel pipe & tube+stainless steel+steel forgings | 44425 | 67694.85
Mn | 123.75
Ni | 11.25
Co | 0
Cement (kg) per GW
| Coal, low | Coal, high | Coal w CCS low, using Singh et al 2015 factors | Coal w CCS high, using Singh et al 2015 factors
kg of cement, assuming cement content of 165 g/m^3 | 4667608.275 | 6749109.263 | 7141440.661 | 10326137.17
kg of cement, assuming cement content of 400 g/m^3 | 11315414 | 16361477 | 17312583.42 | 25033059.81
using original figures for concrete volume, in cubic meters
Cement (tons) per GW
| Coal, low | Coal, high | Coal w CCS low, using Singh et al 2015 factors | Coal w CCS high, using Singh et al 2015 factors
kg of cement, assuming cement content of 165 g/m^3 | 4667.6083 | 6749.1093 | 7141.4407 | 10326.1372
kg of cement, assuming cement content of 400 g/m^3 | 11315.414 | 16361.477 | 17312.5834 | 25033.0598
J.P. Albers et al., "Demand for Non-fuel Minerals and Materials by U.S. Energy Industry 1975-1990," Geological Survey, U.S. Department of the Interior, 1976.
https://pubs.er.usgs.gov/publication/pp1006AB
Table 13, column A, 900 MWe steam turbine fossil fuel (coal) plant | Coal (900 MW plant) | Coal | Coal, CCS
| metric tons | tons/GW | using Singh et al 2015 factors
Concrete | 92265 | 102516.6667 | 156850.5
Cu | 424 | 471.1111 | 565.3333
Mn | 179 | 198.8889
Ni | 6.8 | 7.5556
Concrete volume (m^3) per GW
Conversion of tons concrete to tons cement | Coal | Coal w CCS using Singh et al 2015 factors
Assuming 1600 kg/m^3 | 64072.9167 | 98031.5625
Assuming 2500 kg/m^3 | 41006.6667 | 62740.2
Cement (kg) per GW
| Coal | Coal w CCS using Singh et al 2015 factors
1600 kg/m^3 density and 165 kg/m^3 cement content | 10572031.25 | 16175207.81
2500 kg/m^3 density and 400 kg/m^3 cement content | 16402666.67 | 25096080
Cement (tons) per GW
| Coal | Coal w CCS using Singh et al 2015 factors
1600 kg/m^3 density and 165 kg/m^3 cement content | 10572.0312 | 16175.2078
2500 kg/m^3 density and 400 kg/m^3 cement content | 16402.6667 | 25096.08